## Input (hidden)
Beam Model | Length | Quantity | Tag
0 | 0 | 0 | 0
0 | 0 | 0 | 0
0 | 0 | 0 | 0
0 | 0 | 0 | 0
0 | 0 | 0 | 0
0 | 0 | 0 | 0
0 | 0 | 0 | 0
0 | 0 | 0 | 0
0 | 0 | 0 | 0
0 | 0 | 0 | 0
0 | 0 | 0 | 0
0 | 0 | 0 | 0
0 | 0 | 0 | 0
0 | 0 | 0 | 0
0 | 0 | 0 | 0
0 | 0 | 0 | 0
0 | 0 | 0 | 0
0 | 0 | 0 | 0
0 | 0 | 0 | 0
0 | 0 | 0 | 0
0 | 0 | 0 | 0
0 | 0 | 0 | 0
0 | 0 | 0 | 0
0 | 0 | 0 | 0
0 | 0 | 0 | 0

## Calculation
[60 empty] | Software Version | 510
| Version: | 5.1.0 | [17 empty] | RapidSelect Values | [29 empty] | Room Air Distribution Model | [11 empty] | FALT |  | FCWT | FCWADD | FHWT |  | FHWADD
[15 empty] | 2025-11-11 15:04 |  |  |  |  | 5 | 8
[20 empty] | 2 | Even
[20 empty] | 1 | 1
[5 empty] | 75 |  | 70 | [6 empty] | 57 |  |  | 120 |  |  | 2 | 5
[5 empty] | 53% | [14 empty] | 5 | 0.5 | [40 empty] | AIR | WATER | [89 empty] | 1 | CBAL2-0 | 0.5 | 2.5
[5 empty] | 68.8758 | [7 empty] | None |  |  |  | 100 |  |  | 3 | 4 pipe (H/C) | [38 empty] | Gr | 48 | 1 | 1 | 1 | 1 | 0.71429 |  | 1 |  |  |  | 14.4342 |  |  | BTUH | [77 empty] | 2 | CBE2-24 | 0.5 | 2.5
[5 empty] | 56.7319 | [7 empty] | None |  |  |  | 100 |  |  | 2 | 300 | [38 empty] | Conv | 49.7098 | [91 empty] | 3 | CBAM-00 | 0.5 | 1.7
[153 empty] | 4 | CBLV-00 | 1 | 4
[72 empty] | 0 | [80 empty] | 5 | CBAV-00 | 0.5 | 2.5
[153 empty] | 6 | CBAB-00 | 0.5 | 2.5
[5 empty] | 55 |  | 55 |  |  |  | 10 |  |  | 0.71 |  |  | 0 | [135 empty] | 7 | CBAC-00 | 0.5 | 2.5
|  |  | Grains |  | 48 | [8 empty] | 35 |  |  | 1 | [32 empty] | Note: VW conditions presented are within 2" (heating) & 6" (cooling) of outside wall. | [102 empty] | 8 | CBAS-00 | 0.5 | 2.5
[21 empty] | 13 | [39 empty] | 1 | 1 | 0.71429 | [89 empty] | 9 | CBAW-00 | 0.5 | 1.9
[20 empty] | Selection warnings: | [132 empty] | 10 | CBLV-12 | 1 | 2.5
| Beam ID |  | Zone Requirements |  |  |  |  | Individual Beam Inputs | [11 empty] | Zone Performance | [12 empty] | Individual Unit Performance | [16 empty] | Room Layout Input |  |  |  | Air Distribution Performance | [98 empty] | 11 | CBE2-12 | 1 | 2.5
Rapid Select | Ref | Room | Area | Sensible Cooling | Latent Cooling | Heating | Vent. Airflow | Beam Model | Approx. Beam Qty. | Qty. | Nom. Length | Discharge Pattern | Coil Type | Nozzle Size | Min. Primary Airflow | Primary Airflow Rate | Air Inlet Size | Chilled Water Flow | Hot Water Flow | Primary Airflow Rate | ΔPINLET | NC | Air/Water Clg. Ratio | Chilled Water Flow | ΔPCW | ΔTCW | Zone Cooling |  | Hot Water Flow | ΔPHW | ΔTHW | Net Zone Heating | Primary Airflow Rate | ΔPINLET | NC | Sensible Cooling |  |  | Latent Cooling | SAT | ΔPCW | LWTCW | Coil type | Heating |  |  | SAT | ΔPHW | LWTHW | Ceiling Height | Occupied zone | Distance to wall | Beam Spacing | Cooling Conditions |  |  |  | Heating conditions
[36 empty] | Primary air | Coil | Total | [5 empty] | Primary air | Coil | Net
[27 empty] | Sensible | Latent | [21 empty] | HOZ + H | HOZ | X | C | VOZ | TOZ | VW | TW | VW | TW | [37 empty] | qCoil | [41 empty] | Spare User Cells | [10 empty] | 0
|  |  | Sq. ft. | Btu/h | Btu/h | Btu/h | CFM | [7 empty] | CFM | CFM |  | GPM | GPM | CFM | in.w.g. |  | % | GPM | ft. | °F | Btu/h | Btu/h | GPM | ft. | °F | Btu/h | CFM | in.w.g. |  | Btu/h | Btu/h | Btu/h | Btu/h | °F | ft. | °F |  | Btu/h | Btu/h | Btu/h | °F | ft. | °F | ft | ft | ft | ft | FPM | °F | FPM | °F | FPM | °F | [31 empty] | 1 |  |  |  |  | 1 | [41 empty] | Comments
[65 empty] | #VALUE! | #N/A | #N/A | #N/A | #N/A | #N/A | #N/A | #N/A | #N/A | #N/A | #N/A | 0 | #N/A | #N/A | #N/A | #N/A | #N/A | #N/A | #N/A | #N/A | #N/A | #N/A | 0 | #N/A | #VALUE! | #VALUE! |  | #VALUE! | 0 | #VALUE! | #VALUE! |  | #VALUE! | #N/A | #N/A | #N/A | #N/A | 0 | #VALUE! | 0 | 100 | 0 | #N/A | #N/A | #N/A | #N/A | #N/A | #N/A | #N/A | #N/A | 1 slot, 1 way | #N/A | 0 | #DIV/0! | #VALUE! | 0 | 0 | 0 | 2 | #N/A | #VALUE! | #VALUE! | #VALUE! | #VALUE! | #VALUE! | #VALUE! | #VALUE! | #N/A | #N/A | M13 | M17 | M23 | M31 |  |  | TRUE | #DIV/0! | #DIV/0! | 0 | TRUE | TRUE | TRUE | FALSE | TRUE | TRUE | 0 | #VALUE! | #VALUE! |  | #N/A | #N/A |  | 0 | 0 | 0 | 0 | 0 | 0 | 0 | 0 | 0 | 0 | 0 | 0 | 0 | 0 | 0 | 0 | 0 | 0 | 0 | #N/A | - S | #N/A | #N/A | #N/A | #N/A | 0 | #VALUE! | 0 | 0 | #VALUE! | #VALUE! | #VALUE! | #VALUE! | #VALUE! | 0 | #VALUE! | 1
[65 empty] | #VALUE! | #N/A | #N/A | #N/A | #N/A | #N/A | #N/A | #N/A | #N/A | #N/A | #N/A | 0 | #N/A | #N/A | #N/A | #N/A | #N/A | #N/A | #N/A | #N/A | #N/A | #N/A | 0 | #N/A | #VALUE! | #VALUE! |  | #VALUE! | 0 | #VALUE! | #VALUE! |  | #VALUE! | #N/A | #N/A | #N/A | #N/A | 0 | #VALUE! | 0 | 100 | 0 | #N/A | #N/A | #N/A | #N/A | #N/A | #N/A | #N/A | #N/A | 1 slot, 1 way | #N/A | 0 | #DIV/0! | #VALUE! | 0 | 0 | 0 | 2 | #N/A | #VALUE! | #VALUE! | #VALUE! | #VALUE! | #VALUE! | #VALUE! | #VALUE! | #N/A | #N/A | M13 | M17 | M23 | M31 |  |  | TRUE | #DIV/0! | #DIV/0! | 0 | TRUE | TRUE | TRUE | FALSE | TRUE | TRUE | 0 | #VALUE! | #VALUE! |  | #N/A | #N/A |  | 0 | 0 | 0 | 0 | 0 | 0 | 0 | 0 | 0 | 0 | 0 | 0 | 0 | 0 | 0 | 0 | 0 | 0 | 0 | #N/A | - S | #N/A | #N/A | #N/A | #N/A | 0 | #VALUE! | 0 | 0 | #VALUE! | #VALUE! | #VALUE! | #VALUE! | #VALUE! | 0 | #VALUE! | 1
[65 empty] | #VALUE! | #N/A | #N/A | #N/A | #N/A | #N/A | #N/A | #N/A | #N/A | #N/A | #N/A | 0 | #N/A | #N/A | #N/A | #N/A | #N/A | #N/A | #N/A | #N/A | #N/A | #N/A | 0 | #N/A | #VALUE! | #VALUE! |  | #VALUE! | 0 | #VALUE! | #VALUE! |  | #VALUE! | #N/A | #N/A | #N/A | #N/A | 0 | #VALUE! | 0 | 100 | 0 | #N/A | #N/A | #N/A | #N/A | #N/A | #N/A | #N/A | #N/A | 1 slot, 1 way | #N/A | 0 | #DIV/0! | #VALUE! | 0 | 0 | 0 | 2 | #N/A | #VALUE! | #VALUE! | #VALUE! | #VALUE! | #VALUE! | #VALUE! | #VALUE! | #N/A | #N/A | M13 | M17 | M23 | M31 |  |  | TRUE | #DIV/0! | #DIV/0! | 0 | TRUE | TRUE | TRUE | FALSE | TRUE | TRUE | 0 | #VALUE! | #VALUE! |  | #N/A | #N/A |  | 0 | 0 | 0 | 0 | 0 | 0 | 0 | 0 | 0 | 0 | 0 | 0 | 0 | 0 | 0 | 0 | 0 | 0 | 0 | #N/A | - S | #N/A | #N/A | #N/A | #N/A | 0 | #VALUE! | 0 | 0 | #VALUE! | #VALUE! | #VALUE! | #VALUE! | #VALUE! | 0 | #VALUE! | 1
[65 empty] | #VALUE! | #N/A | #N/A | #N/A | #N/A | #N/A | #N/A | #N/A | #N/A | #N/A | #N/A | 0 | #N/A | #N/A | #N/A | #N/A | #N/A | #N/A | #N/A | #N/A | #N/A | #N/A | 0 | #N/A | #VALUE! | #VALUE! |  | #VALUE! | 0 | #VALUE! | #VALUE! |  | #VALUE! | #N/A | #N/A | #N/A | #N/A | 0 | #VALUE! | 0 | 100 | 0 | #N/A | #N/A | #N/A | #N/A | #N/A | #N/A | #N/A | #N/A | 1 slot, 1 way | #N/A | 0 | #DIV/0! | #VALUE! | 0 | 0 | 0 | 2 | #N/A | #VALUE! | #VALUE! | #VALUE! | #VALUE! | #VALUE! | #VALUE! | #VALUE! | #N/A | #N/A | M13 | M17 | M23 | M31 |  |  | TRUE | #DIV/0! | #DIV/0! | 0 | TRUE | TRUE | TRUE | FALSE | TRUE | TRUE | 0 | #VALUE! | #VALUE! |  | #N/A | #N/A |  | 0 | 0 | 0 | 0 | 0 | 0 | 0 | 0 | 0 | 0 | 0 | 0 | 0 | 0 | 0 | 0 | 0 | 0 | 0 | #N/A | - S | #N/A | #N/A | #N/A | #N/A | 0 | #VALUE! | 0 | 0 | #VALUE! | #VALUE! | #VALUE! | #VALUE! | #VALUE! | 0 | #VALUE! | 1
[65 empty] | #VALUE! | #N/A | #N/A | #N/A | #N/A | #N/A | #N/A | #N/A | #N/A | #N/A | #N/A | 0 | #N/A | #N/A | #N/A | #N/A | #N/A | #N/A | #N/A | #N/A | #N/A | #N/A | 0 | #N/A | #VALUE! | #VALUE! |  | #VALUE! | 0 | #VALUE! | #VALUE! |  | #VALUE! | #N/A | #N/A | #N/A | #N/A | 0 | #VALUE! | 0 | 100 | 0 | #N/A | #N/A | #N/A | #N/A | #N/A | #N/A | #N/A | #N/A | 1 slot, 1 way | #N/A | 0 | #DIV/0! | #VALUE! | 0 | 0 | 0 | 2 | #N/A | #VALUE! | #VALUE! | #VALUE! | #VALUE! | #VALUE! | #VALUE! | #VALUE! | #N/A | #N/A | M13 | M17 | M23 | M31 |  |  | TRUE | #DIV/0! | #DIV/0! | 0 | TRUE | TRUE | TRUE | FALSE | TRUE | TRUE | 0 | #VALUE! | #VALUE! |  | #N/A | #N/A |  | 0 | 0 | 0 | 0 | 0 | 0 | 0 | 0 | 0 | 0 | 0 | 0 | 0 | 0 | 0 | 0 | 0 | 0 | 0 | #N/A | - S | #N/A | #N/A | #N/A | #N/A | 0 | #VALUE! | 0 | 0 | #VALUE! | #VALUE! | #VALUE! | #VALUE! | #VALUE! | 0 | #VALUE! | 1
[65 empty] | #VALUE! | #N/A | #N/A | #N/A | #N/A | #N/A | #N/A | #N/A | #N/A | #N/A | #N/A | 0 | #N/A | #N/A | #N/A | #N/A | #N/A | #N/A | #N/A | #N/A | #N/A | #N/A | 0 | #N/A | #VALUE! | #VALUE! |  | #VALUE! | 0 | #VALUE! | #VALUE! |  | #VALUE! | #N/A | #N/A | #N/A | #N/A | 0 | #VALUE! | 0 | 100 | 0 | #N/A | #N/A | #N/A | #N/A | #N/A | #N/A | #N/A | #N/A | 1 slot, 1 way | #N/A | 0 | #DIV/0! | #VALUE! | 0 | 0 | 0 | 2 | #N/A | #VALUE! | #VALUE! | #VALUE! | #VALUE! | #VALUE! | #VALUE! | #VALUE! | #N/A | #N/A | M13 | M17 | M23 | M31 |  |  | TRUE | #DIV/0! | #DIV/0! | 0 | TRUE | TRUE | TRUE | FALSE | TRUE | TRUE | 0 | #VALUE! | #VALUE! |  | #N/A | #N/A |  | 0 | 0 | 0 | 0 | 0 | 0 | 0 | 0 | 0 | 0 | 0 | 0 | 0 | 0 | 0 | 0 | 0 | 0 | 0 | #N/A | - S | #N/A | #N/A | #N/A | #N/A | 0 | #VALUE! | 0 | 0 | #VALUE! | #VALUE! | #VALUE! | #VALUE! | #VALUE! | 0 | #VALUE! | 1
[65 empty] | #VALUE! | #N/A | #N/A | #N/A | #N/A | #N/A | #N/A | #N/A | #N/A | #N/A | #N/A | 0 | #N/A | #N/A | #N/A | #N/A | #N/A | #N/A | #N/A | #N/A | #N/A | #N/A | 0 | #N/A | #VALUE! | #VALUE! |  | #VALUE! | 0 | #VALUE! | #VALUE! |  | #VALUE! | #N/A | #N/A | #N/A | #N/A | 0 | #VALUE! | 0 | 100 | 0 | #N/A | #N/A | #N/A | #N/A | #N/A | #N/A | #N/A | #N/A | 1 slot, 1 way | #N/A | 0 | #DIV/0! | #VALUE! | 0 | 0 | 0 | 2 | #N/A | #VALUE! | #VALUE! | #VALUE! | #VALUE! | #VALUE! | #VALUE! | #VALUE! | #N/A | #N/A | M13 | M17 | M23 | M31 |  |  | TRUE | #DIV/0! | #DIV/0! | 0 | TRUE | TRUE | TRUE | FALSE | TRUE | TRUE | 0 | #VALUE! | #VALUE! |  | #N/A | #N/A |  | 0 | 0 | 0 | 0 | 0 | 0 | 0 | 0 | 0 | 0 | 0 | 0 | 0 | 0 | 0 | 0 | 0 | 0 | 0 | #N/A | - S | #N/A | #N/A | #N/A | #N/A | 0 | #VALUE! | 0 | 0 | #VALUE! | #VALUE! | #VALUE! | #VALUE! | #VALUE! | 0 | #VALUE! | 1
[65 empty] | #VALUE! | #N/A | #N/A | #N/A | #N/A | #N/A | #N/A | #N/A | #N/A | #N/A | #N/A | 0 | #N/A | #N/A | #N/A | #N/A | #N/A | #N/A | #N/A | #N/A | #N/A | #N/A | 0 | #N/A | #VALUE! | #VALUE! |  | #VALUE! | 0 | #VALUE! | #VALUE! |  | #VALUE! | #N/A | #N/A | #N/A | #N/A | 0 | #VALUE! | 0 | 100 | 0 | #N/A | #N/A | #N/A | #N/A | #N/A | #N/A | #N/A | #N/A | 1 slot, 1 way | #N/A | 0 | #DIV/0! | #VALUE! | 0 | 0 | 0 | 2 | #N/A | #VALUE! | #VALUE! | #VALUE! | #VALUE! | #VALUE! | #VALUE! | #VALUE! | #N/A | #N/A | M13 | M17 | M23 | M31 |  |  | TRUE | #DIV/0! | #DIV/0! | 0 | TRUE | TRUE | TRUE | FALSE | TRUE | TRUE | 0 | #VALUE! | #VALUE! |  | #N/A | #N/A |  | 0 | 0 | 0 | 0 | 0 | 0 | 0 | 0 | 0 | 0 | 0 | 0 | 0 | 0 | 0 | 0 | 0 | 0 | 0 | #N/A | - S | #N/A | #N/A | #N/A | #N/A | 0 | #VALUE! | 0 | 0 | #VALUE! | #VALUE! | #VALUE! | #VALUE! | #VALUE! | 0 | #VALUE! | 1
[65 empty] | #VALUE! | #N/A | #N/A | #N/A | #N/A | #N/A | #N/A | #N/A | #N/A | #N/A | #N/A | 0 | #N/A | #N/A | #N/A | #N/A | #N/A | #N/A | #N/A | #N/A | #N/A | #N/A | 0 | #N/A | #VALUE! | #VALUE! |  | #VALUE! | 0 | #VALUE! | #VALUE! |  | #VALUE! | #N/A | #N/A | #N/A | #N/A | 0 | #VALUE! | 0 | 100 | 0 | #N/A | #N/A | #N/A | #N/A | #N/A | #N/A | #N/A | #N/A | 1 slot, 1 way | #N/A | 0 | #DIV/0! | #VALUE! | 0 | 0 | 0 | 2 | #N/A | #VALUE! | #VALUE! | #VALUE! | #VALUE! | #VALUE! | #VALUE! | #VALUE! | #N/A | #N/A | M13 | M17 | M23 | M31 |  |  | TRUE | #DIV/0! | #DIV/0! | 0 | TRUE | TRUE | TRUE | FALSE | TRUE | TRUE | 0 | #VALUE! | #VALUE! |  | #N/A | #N/A |  | 0 | 0 | 0 | 0 | 0 | 0 | 0 | 0 | 0 | 0 | 0 | 0 | 0 | 0 | 0 | 0 | 0 | 0 | 0 | #N/A | - S | #N/A | #N/A | #N/A | #N/A | 0 | #VALUE! | 0 | 0 | #VALUE! | #VALUE! | #VALUE! | #VALUE! | #VALUE! | 0 | #VALUE! | 1
[65 empty] | #VALUE! | #N/A | #N/A | #N/A | #N/A | #N/A | #N/A | #N/A | #N/A | #N/A | #N/A | 0 | #N/A | #N/A | #N/A | #N/A | #N/A | #N/A | #N/A | #N/A | #N/A | #N/A | 0 | #N/A | #VALUE! | #VALUE! |  | #VALUE! | 0 | #VALUE! | #VALUE! |  | #VALUE! | #N/A | #N/A | #N/A | #N/A | 0 | #VALUE! | 0 | 100 | 0 | #N/A | #N/A | #N/A | #N/A | #N/A | #N/A | #N/A | #N/A | 1 slot, 1 way | #N/A | 0 | #DIV/0! | #VALUE! | 0 | 0 | 0 | 2 | #N/A | #VALUE! | #VALUE! | #VALUE! | #VALUE! | #VALUE! | #VALUE! | #VALUE! | #N/A | #N/A | M13 | M17 | M23 | M31 |  |  | TRUE | #DIV/0! | #DIV/0! | 0 | TRUE | TRUE | TRUE | FALSE | TRUE | TRUE | 0 | #VALUE! | #VALUE! |  | #N/A | #N/A |  | 0 | 0 | 0 | 0 | 0 | 0 | 0 | 0 | 0 | 0 | 0 | 0 | 0 | 0 | 0 | 0 | 0 | 0 | 0 | #N/A | - S | #N/A | #N/A | #N/A | #N/A | 0 | #VALUE! | 0 | 0 | #VALUE! | #VALUE! | #VALUE! | #VALUE! | #VALUE! | 0 | #VALUE! | 1
[65 empty] | #VALUE! | #N/A | #N/A | #N/A | #N/A | #N/A | #N/A | #N/A | #N/A | #N/A | #N/A | 0 | #N/A | #N/A | #N/A | #N/A | #N/A | #N/A | #N/A | #N/A | #N/A | #N/A | 0 | #N/A | #VALUE! | #VALUE! |  | #VALUE! | 0 | #VALUE! | #VALUE! |  | #VALUE! | #N/A | #N/A | #N/A | #N/A | 0 | #VALUE! | 0 | 100 | 0 | #N/A | #N/A | #N/A | #N/A | #N/A | #N/A | #N/A | #N/A | 1 slot, 1 way | #N/A | 0 | #DIV/0! | #VALUE! | 0 | 0 | 0 | 2 | #N/A | #VALUE! | #VALUE! | #VALUE! | #VALUE! | #VALUE! | #VALUE! | #VALUE! | #N/A | #N/A | M13 | M17 | M23 | M31 |  |  | TRUE | #DIV/0! | #DIV/0! | 0 | TRUE | TRUE | TRUE | FALSE | TRUE | TRUE | 0 | #VALUE! | #VALUE! |  | #N/A | #N/A |  | 0 | 0 | 0 | 0 | 0 | 0 | 0 | 0 | 0 | 0 | 0 | 0 | 0 | 0 | 0 | 0 | 0 | 0 | 0 | #N/A | - S | #N/A | #N/A | #N/A | #N/A | 0 | #VALUE! | 0 | 0 | #VALUE! | #VALUE! | #VALUE! | #VALUE! | #VALUE! | 0 | #VALUE! | 1
[65 empty] | #VALUE! | #N/A | #N/A | #N/A | #N/A | #N/A | #N/A | #N/A | #N/A | #N/A | #N/A | 0 | #N/A | #N/A | #N/A | #N/A | #N/A | #N/A | #N/A | #N/A | #N/A | #N/A | 0 | #N/A | #VALUE! | #VALUE! |  | #VALUE! | 0 | #VALUE! | #VALUE! |  | #VALUE! | #N/A | #N/A | #N/A | #N/A | 0 | #VALUE! | 0 | 100 | 0 | #N/A | #N/A | #N/A | #N/A | #N/A | #N/A | #N/A | #N/A | 1 slot, 1 way | #N/A | 0 | #DIV/0! | #VALUE! | 0 | 0 | 0 | 2 | #N/A | #VALUE! | #VALUE! | #VALUE! | #VALUE! | #VALUE! | #VALUE! | #VALUE! | #N/A | #N/A | M13 | M17 | M23 | M31 |  |  | TRUE | #DIV/0! | #DIV/0! | 0 | TRUE | TRUE | TRUE | FALSE | TRUE | TRUE | 0 | #VALUE! | #VALUE! |  | #N/A | #N/A |  | 0 | 0 | 0 | 0 | 0 | 0 | 0 | 0 | 0 | 0 | 0 | 0 | 0 | 0 | 0 | 0 | 0 | 0 | 0 | #N/A | - S | #N/A | #N/A | #N/A | #N/A | 0 | #VALUE! | 0 | 0 | #VALUE! | #VALUE! | #VALUE! | #VALUE! | #VALUE! | 0 | #VALUE! | 1
[65 empty] | #VALUE! | #N/A | #N/A | #N/A | #N/A | #N/A | #N/A | #N/A | #N/A | #N/A | #N/A | 0 | #N/A | #N/A | #N/A | #N/A | #N/A | #N/A | #N/A | #N/A | #N/A | #N/A | 0 | #N/A | #VALUE! | #VALUE! |  | #VALUE! | 0 | #VALUE! | #VALUE! |  | #VALUE! | #N/A | #N/A | #N/A | #N/A | 0 | #VALUE! | 0 | 100 | 0 | #N/A | #N/A | #N/A | #N/A | #N/A | #N/A | #N/A | #N/A | 1 slot, 1 way | #N/A | 0 | #DIV/0! | #VALUE! | 0 | 0 | 0 | 2 | #N/A | #VALUE! | #VALUE! | #VALUE! | #VALUE! | #VALUE! | #VALUE! | #VALUE! | #N/A | #N/A | M13 | M17 | M23 | M31 |  |  | TRUE | #DIV/0! | #DIV/0! | 0 | TRUE | TRUE | TRUE | FALSE | TRUE | TRUE | 0 | #VALUE! | #VALUE! |  | #N/A | #N/A |  | 0 | 0 | 0 | 0 | 0 | 0 | 0 | 0 | 0 | 0 | 0 | 0 | 0 | 0 | 0 | 0 | 0 | 0 | 0 | #N/A | - S | #N/A | #N/A | #N/A | #N/A | 0 | #VALUE! | 0 | 0 | #VALUE! | #VALUE! | #VALUE! | #VALUE! | #VALUE! | 0 | #VALUE! | 1
[65 empty] | #VALUE! | #N/A | #N/A | #N/A | #N/A | #N/A | #N/A | #N/A | #N/A | #N/A | #N/A | 0 | #N/A | #N/A | #N/A | #N/A | #N/A | #N/A | #N/A | #N/A | #N/A | #N/A | 0 | #N/A | #VALUE! | #VALUE! |  | #VALUE! | 0 | #VALUE! | #VALUE! |  | #VALUE! | #N/A | #N/A | #N/A | #N/A | 0 | #VALUE! | 0 | 100 | 0 | #N/A | #N/A | #N/A | #N/A | #N/A | #N/A | #N/A | #N/A | 1 slot, 1 way | #N/A | 0 | #DIV/0! | #VALUE! | 0 | 0 | 0 | 2 | #N/A | #VALUE! | #VALUE! | #VALUE! | #VALUE! | #VALUE! | #VALUE! | #VALUE! | #N/A | #N/A | M13 | M17 | M23 | M31 |  |  | TRUE | #DIV/0! | #DIV/0! | 0 | TRUE | TRUE | TRUE | FALSE | TRUE | TRUE | 0 | #VALUE! | #VALUE! |  | #N/A | #N/A |  | 0 | 0 | 0 | 0 | 0 | 0 | 0 | 0 | 0 | 0 | 0 | 0 | 0 | 0 | 0 | 0 | 0 | 0 | 0 | #N/A | - S | #N/A | #N/A | #N/A | #N/A | 0 | #VALUE! | 0 | 0 | #VALUE! | #VALUE! | #VALUE! | #VALUE! | #VALUE! | 0 | #VALUE! | 1
[65 empty] | #VALUE! | #N/A | #N/A | #N/A | #N/A | #N/A | #N/A | #N/A | #N/A | #N/A | #N/A | 0 | #N/A | #N/A | #N/A | #N/A | #N/A | #N/A | #N/A | #N/A | #N/A | #N/A | 0 | #N/A | #VALUE! | #VALUE! |  | #VALUE! | 0 | #VALUE! | #VALUE! |  | #VALUE! | #N/A | #N/A | #N/A | #N/A | 0 | #VALUE! | 0 | 100 | 0 | #N/A | #N/A | #N/A | #N/A | #N/A | #N/A | #N/A | #N/A | 1 slot, 1 way | #N/A | 0 | #DIV/0! | #VALUE! | 0 | 0 | 0 | 2 | #N/A | #VALUE! | #VALUE! | #VALUE! | #VALUE! | #VALUE! | #VALUE! | #VALUE! | #N/A | #N/A | M13 | M17 | M23 | M31 |  |  | TRUE | #DIV/0! | #DIV/0! | 0 | TRUE | TRUE | TRUE | FALSE | TRUE | TRUE | 0 | #VALUE! | #VALUE! |  | #N/A | #N/A |  | 0 | 0 | 0 | 0 | 0 | 0 | 0 | 0 | 0 | 0 | 0 | 0 | 0 | 0 | 0 | 0 | 0 | 0 | 0 | #N/A | - S | #N/A | #N/A | #N/A | #N/A | 0 | #VALUE! | 0 | 0 | #VALUE! | #VALUE! | #VALUE! | #VALUE! | #VALUE! | 0 | #VALUE! | 1
[65 empty] | #VALUE! | #N/A | #N/A | #N/A | #N/A | #N/A | #N/A | #N/A | #N/A | #N/A | #N/A | 0 | #N/A | #N/A | #N/A | #N/A | #N/A | #N/A | #N/A | #N/A | #N/A | #N/A | 0 | #N/A | #VALUE! | #VALUE! |  | #VALUE! | 0 | #VALUE! | #VALUE! |  | #VALUE! | #N/A | #N/A | #N/A | #N/A | 0 | #VALUE! | 0 | 100 | 0 | #N/A | #N/A | #N/A | #N/A | #N/A | #N/A | #N/A | #N/A | 1 slot, 1 way | #N/A | 0 | #DIV/0! | #VALUE! | 0 | 0 | 0 | 2 | #N/A | #VALUE! | #VALUE! | #VALUE! | #VALUE! | #VALUE! | #VALUE! | #VALUE! | #N/A | #N/A | M13 | M17 | M23 | M31 |  |  | TRUE | #DIV/0! | #DIV/0! | 0 | TRUE | TRUE | TRUE | FALSE | TRUE | TRUE | 0 | #VALUE! | #VALUE! |  | #N/A | #N/A |  | 0 | 0 | 0 | 0 | 0 | 0 | 0 | 0 | 0 | 0 | 0 | 0 | 0 | 0 | 0 | 0 | 0 | 0 | 0 | #N/A | - S | #N/A | #N/A | #N/A | #N/A | 0 | #VALUE! | 0 | 0 | #VALUE! | #VALUE! | #VALUE! | #VALUE! | #VALUE! | 0 | #VALUE! | 1
[65 empty] | #VALUE! | #N/A | #N/A | #N/A | #N/A | #N/A | #N/A | #N/A | #N/A | #N/A | #N/A | 0 | #N/A | #N/A | #N/A | #N/A | #N/A | #N/A | #N/A | #N/A | #N/A | #N/A | 0 | #N/A | #VALUE! | #VALUE! |  | #VALUE! | 0 | #VALUE! | #VALUE! |  | #VALUE! | #N/A | #N/A | #N/A | #N/A | 0 | #VALUE! | 0 | 100 | 0 | #N/A | #N/A | #N/A | #N/A | #N/A | #N/A | #N/A | #N/A | 1 slot, 1 way | #N/A | 0 | #DIV/0! | #VALUE! | 0 | 0 | 0 | 2 | #N/A | #VALUE! | #VALUE! | #VALUE! | #VALUE! | #VALUE! | #VALUE! | #VALUE! | #N/A | #N/A | M13 | M17 | M23 | M31 |  |  | TRUE | #DIV/0! | #DIV/0! | 0 | TRUE | TRUE | TRUE | FALSE | TRUE | TRUE | 0 | #VALUE! | #VALUE! |  | #N/A | #N/A |  | 0 | 0 | 0 | 0 | 0 | 0 | 0 | 0 | 0 | 0 | 0 | 0 | 0 | 0 | 0 | 0 | 0 | 0 | 0 | #N/A | - S | #N/A | #N/A | #N/A | #N/A | 0 | #VALUE! | 0 | 0 | #VALUE! | #VALUE! | #VALUE! | #VALUE! | #VALUE! | 0 | #VALUE! | 1
[65 empty] | #VALUE! | #N/A | #N/A | #N/A | #N/A | #N/A | #N/A | #N/A | #N/A | #N/A | #N/A | 0 | #N/A | #N/A | #N/A | #N/A | #N/A | #N/A | #N/A | #N/A | #N/A | #N/A | 0 | #N/A | #VALUE! | #VALUE! |  | #VALUE! | 0 | #VALUE! | #VALUE! |  | #VALUE! | #N/A | #N/A | #N/A | #N/A | 0 | #VALUE! | 0 | 100 | 0 | #N/A | #N/A | #N/A | #N/A | #N/A | #N/A | #N/A | #N/A | 1 slot, 1 way | #N/A | 0 | #DIV/0! | #VALUE! | 0 | 0 | 0 | 2 | #N/A | #VALUE! | #VALUE! | #VALUE! | #VALUE! | #VALUE! | #VALUE! | #VALUE! | #N/A | #N/A | M13 | M17 | M23 | M31 |  |  | TRUE | #DIV/0! | #DIV/0! | 0 | TRUE | TRUE | TRUE | FALSE | TRUE | TRUE | 0 | #VALUE! | #VALUE! |  | #N/A | #N/A |  | 0 | 0 | 0 | 0 | 0 | 0 | 0 | 0 | 0 | 0 | 0 | 0 | 0 | 0 | 0 | 0 | 0 | 0 | 0 | #N/A | - S | #N/A | #N/A | #N/A | #N/A | 0 | #VALUE! | 0 | 0 | #VALUE! | #VALUE! | #VALUE! | #VALUE! | #VALUE! | 0 | #VALUE! | 1
[65 empty] | #VALUE! | #N/A | #N/A | #N/A | #N/A | #N/A | #N/A | #N/A | #N/A | #N/A | #N/A | 0 | #N/A | #N/A | #N/A | #N/A | #N/A | #N/A | #N/A | #N/A | #N/A | #N/A | 0 | #N/A | #VALUE! | #VALUE! |  | #VALUE! | 0 | #VALUE! | #VALUE! |  | #VALUE! | #N/A | #N/A | #N/A | #N/A | 0 | #VALUE! | 0 | 100 | 0 | #N/A | #N/A | #N/A | #N/A | #N/A | #N/A | #N/A | #N/A | 1 slot, 1 way | #N/A | 0 | #DIV/0! | #VALUE! | 0 | 0 | 0 | 2 | #N/A | #VALUE! | #VALUE! | #VALUE! | #VALUE! | #VALUE! | #VALUE! | #VALUE! | #N/A | #N/A | M13 | M17 | M23 | M31 |  |  | TRUE | #DIV/0! | #DIV/0! | 0 | TRUE | TRUE | TRUE | FALSE | TRUE | TRUE | 0 | #VALUE! | #VALUE! |  | #N/A | #N/A |  | 0 | 0 | 0 | 0 | 0 | 0 | 0 | 0 | 0 | 0 | 0 | 0 | 0 | 0 | 0 | 0 | 0 | 0 | 0 | #N/A | - S | #N/A | #N/A | #N/A | #N/A | 0 | #VALUE! | 0 | 0 | #VALUE! | #VALUE! | #VALUE! | #VALUE! | #VALUE! | 0 | #VALUE! | 1
[65 empty] | #VALUE! | #N/A | #N/A | #N/A | #N/A | #N/A | #N/A | #N/A | #N/A | #N/A | #N/A | 0 | #N/A | #N/A | #N/A | #N/A | #N/A | #N/A | #N/A | #N/A | #N/A | #N/A | 0 | #N/A | #VALUE! | #VALUE! |  | #VALUE! | 0 | #VALUE! | #VALUE! |  | #VALUE! | #N/A | #N/A | #N/A | #N/A | 0 | #VALUE! | 0 | 100 | 0 | #N/A | #N/A | #N/A | #N/A | #N/A | #N/A | #N/A | #N/A | 1 slot, 1 way | #N/A | 0 | #DIV/0! | #VALUE! | 0 | 0 | 0 | 2 | #N/A | #VALUE! | #VALUE! | #VALUE! | #VALUE! | #VALUE! | #VALUE! | #VALUE! | #N/A | #N/A | M13 | M17 | M23 | M31 |  |  | TRUE | #DIV/0! | #DIV/0! | 0 | TRUE | TRUE | TRUE | FALSE | TRUE | TRUE | 0 | #VALUE! | #VALUE! |  | #N/A | #N/A |  | 0 | 0 | 0 | 0 | 0 | 0 | 0 | 0 | 0 | 0 | 0 | 0 | 0 | 0 | 0 | 0 | 0 | 0 | 0 | #N/A | - S | #N/A | #N/A | #N/A | #N/A | 0 | #VALUE! | 0 | 0 | #VALUE! | #VALUE! | #VALUE! | #VALUE! | #VALUE! | 0 | #VALUE! | 1
[65 empty] | #VALUE! | #N/A | #N/A | #N/A | #N/A | #N/A | #N/A | #N/A | #N/A | #N/A | #N/A | 0 | #N/A | #N/A | #N/A | #N/A | #N/A | #N/A | #N/A | #N/A | #N/A | #N/A | 0 | #N/A | #VALUE! | #VALUE! |  | #VALUE! | 0 | #VALUE! | #VALUE! |  | #VALUE! | #N/A | #N/A | #N/A | #N/A | 0 | #VALUE! | 0 | 100 | 0 | #N/A | #N/A | #N/A | #N/A | #N/A | #N/A | #N/A | #N/A | 1 slot, 1 way | #N/A | 0 | #DIV/0! | #VALUE! | 0 | 0 | 0 | 2 | #N/A | #VALUE! | #VALUE! | #VALUE! | #VALUE! | #VALUE! | #VALUE! | #VALUE! | #N/A | #N/A | M13 | M17 | M23 | M31 |  |  | TRUE | #DIV/0! | #DIV/0! | 0 | TRUE | TRUE | TRUE | FALSE | TRUE | TRUE | 0 | #VALUE! | #VALUE! |  | #N/A | #N/A |  | 0 | 0 | 0 | 0 | 0 | 0 | 0 | 0 | 0 | 0 | 0 | 0 | 0 | 0 | 0 | 0 | 0 | 0 | 0 | #N/A | - S | #N/A | #N/A | #N/A | #N/A | 0 | #VALUE! | 0 | 0 | #VALUE! | #VALUE! | #VALUE! | #VALUE! | #VALUE! | 0 | #VALUE! | 1
[65 empty] | #VALUE! | #N/A | #N/A | #N/A | #N/A | #N/A | #N/A | #N/A | #N/A | #N/A | #N/A | 0 | #N/A | #N/A | #N/A | #N/A | #N/A | #N/A | #N/A | #N/A | #N/A | #N/A | 0 | #N/A | #VALUE! | #VALUE! |  | #VALUE! | 0 | #VALUE! | #VALUE! |  | #VALUE! | #N/A | #N/A | #N/A | #N/A | 0 | #VALUE! | 0 | 100 | 0 | #N/A | #N/A | #N/A | #N/A | #N/A | #N/A | #N/A | #N/A | 1 slot, 1 way | #N/A | 0 | #DIV/0! | #VALUE! | 0 | 0 | 0 | 2 | #N/A | #VALUE! | #VALUE! | #VALUE! | #VALUE! | #VALUE! | #VALUE! | #VALUE! | #N/A | #N/A | M13 | M17 | M23 | M31 |  |  | TRUE | #DIV/0! | #DIV/0! | 0 | TRUE | TRUE | TRUE | FALSE | TRUE | TRUE | 0 | #VALUE! | #VALUE! |  | #N/A | #N/A |  | 0 | 0 | 0 | 0 | 0 | 0 | 0 | 0 | 0 | 0 | 0 | 0 | 0 | 0 | 0 | 0 | 0 | 0 | 0 | #N/A | - S | #N/A | #N/A | #N/A | #N/A | 0 | #VALUE! | 0 | 0 | #VALUE! | #VALUE! | #VALUE! | #VALUE! | #VALUE! | 0 | #VALUE! | 1
[65 empty] | #VALUE! | #N/A | #N/A | #N/A | #N/A | #N/A | #N/A | #N/A | #N/A | #N/A | #N/A | 0 | #N/A | #N/A | #N/A | #N/A | #N/A | #N/A | #N/A | #N/A | #N/A | #N/A | 0 | #N/A | #VALUE! | #VALUE! |  | #VALUE! | 0 | #VALUE! | #VALUE! |  | #VALUE! | #N/A | #N/A | #N/A | #N/A | 0 | #VALUE! | 0 | 100 | 0 | #N/A | #N/A | #N/A | #N/A | #N/A | #N/A | #N/A | #N/A | 1 slot, 1 way | #N/A | 0 | #DIV/0! | #VALUE! | 0 | 0 | 0 | 2 | #N/A | #VALUE! | #VALUE! | #VALUE! | #VALUE! | #VALUE! | #VALUE! | #VALUE! | #N/A | #N/A | M13 | M17 | M23 | M31 |  |  | TRUE | #DIV/0! | #DIV/0! | 0 | TRUE | TRUE | TRUE | FALSE | TRUE | TRUE | 0 | #VALUE! | #VALUE! |  | #N/A | #N/A |  | 0 | 0 | 0 | 0 | 0 | 0 | 0 | 0 | 0 | 0 | 0 | 0 | 0 | 0 | 0 | 0 | 0 | 0 | 0 | #N/A | - S | #N/A | #N/A | #N/A | #N/A | 0 | #VALUE! | 0 | 0 | #VALUE! | #VALUE! | #VALUE! | #VALUE! | #VALUE! | 0 | #VALUE! | 1
[65 empty] | #VALUE! | #N/A | #N/A | #N/A | #N/A | #N/A | #N/A | #N/A | #N/A | #N/A | #N/A | 0 | #N/A | #N/A | #N/A | #N/A | #N/A | #N/A | #N/A | #N/A | #N/A | #N/A | 0 | #N/A | #VALUE! | #VALUE! |  | #VALUE! | 0 | #VALUE! | #VALUE! |  | #VALUE! | #N/A | #N/A | #N/A | #N/A | 0 | #VALUE! | 0 | 100 | 0 | #N/A | #N/A | #N/A | #N/A | #N/A | #N/A | #N/A | #N/A | 1 slot, 1 way | #N/A | 0 | #DIV/0! | #VALUE! | 0 | 0 | 0 | 2 | #N/A | #VALUE! | #VALUE! | #VALUE! | #VALUE! | #VALUE! | #VALUE! | #VALUE! | #N/A | #N/A | M13 | M17 | M23 | M31 |  |  | TRUE | #DIV/0! | #DIV/0! | 0 | TRUE | TRUE | TRUE | FALSE | TRUE | TRUE | 0 | #VALUE! | #VALUE! |  | #N/A | #N/A |  | 0 | 0 | 0 | 0 | 0 | 0 | 0 | 0 | 0 | 0 | 0 | 0 | 0 | 0 | 0 | 0 | 0 | 0 | 0 | #N/A | - S | #N/A | #N/A | #N/A | #N/A | 0 | #VALUE! | 0 | 0 | #VALUE! | #VALUE! | #VALUE! | #VALUE! | #VALUE! | 0 | #VALUE! | 1
[65 empty] | #VALUE! | #N/A | #N/A | #N/A | #N/A | #N/A | #N/A | #N/A | #N/A | #N/A | #N/A | 0 | #N/A | #N/A | #N/A | #N/A | #N/A | #N/A | #N/A | #N/A | #N/A | #N/A | 0 | #N/A | #VALUE! | #VALUE! |  | #VALUE! | 0 | #VALUE! | #VALUE! |  | #VALUE! | #N/A | #N/A | #N/A | #N/A | 0 | #VALUE! | 0 | 100 | 0 | #N/A | #N/A | #N/A | #N/A | #N/A | #N/A | #N/A | #N/A | 1 slot, 1 way | #N/A | 0 | #DIV/0! | #VALUE! | 0 | 0 | 0 | 2 | #N/A | #VALUE! | #VALUE! | #VALUE! | #VALUE! | #VALUE! | #VALUE! | #VALUE! | #N/A | #N/A | M13 | M17 | M23 | M31 |  |  | TRUE | #DIV/0! | #DIV/0! | 0 | TRUE | TRUE | TRUE | FALSE | TRUE | TRUE | 0 | #VALUE! | #VALUE! |  | #N/A | #N/A |  | 0 | 0 | 0 | 0 | 0 | 0 | 0 | 0 | 0 | 0 | 0 | 0 | 0 | 0 | 0 | 0 | 0 | 0 | 0 | #N/A | - S | #N/A | #N/A | #N/A | #N/A | 0 | #VALUE! | 0 | 0 | #VALUE! | #VALUE! | #VALUE! | #VALUE! | #VALUE! | 0 | #VALUE! | 1
[65 empty] | #VALUE! | #N/A | #N/A | #N/A | #N/A | #N/A | #N/A | #N/A | #N/A | #N/A | #N/A | 0 | #N/A | #N/A | #N/A | #N/A | #N/A | #N/A | #N/A | #N/A | #N/A | #N/A | 0 | #N/A | #VALUE! | #VALUE! |  | #VALUE! | 0 | #VALUE! | #VALUE! |  | #VALUE! | #N/A | #N/A | #N/A | #N/A | 0 | #VALUE! | 0 | 100 | 0 | #N/A | #N/A | #N/A | #N/A | #N/A | #N/A | #N/A | #N/A | 1 slot, 1 way | #N/A | 0 | #DIV/0! | #VALUE! | 0 | 0 | 0 | 2 | #N/A | #VALUE! | #VALUE! | #VALUE! | #VALUE! | #VALUE! | #VALUE! | #VALUE! | #N/A | #N/A | M13 | M17 | M23 | M31 |  |  | TRUE | #DIV/0! | #DIV/0! | 0 | TRUE | TRUE | TRUE | FALSE | TRUE | TRUE | 0 | #VALUE! | #VALUE! |  | #N/A | #N/A |  | 0 | 0 | 0 | 0 | 0 | 0 | 0 | 0 | 0 | 0 | 0 | 0 | 0 | 0 | 0 | 0 | 0 | 0 | 0 | #N/A | - S | #N/A | #N/A | #N/A | #N/A | 0 | #VALUE! | 0 | 0 | #VALUE! | #VALUE! | #VALUE! | #VALUE! | #VALUE! | 0 | #VALUE! | 1
[65 empty] | #VALUE! | #N/A | #N/A | #N/A | #N/A | #N/A | #N/A | #N/A | #N/A | #N/A | #N/A | 0 | #N/A | #N/A | #N/A | #N/A | #N/A | #N/A | #N/A | #N/A | #N/A | #N/A | 0 | #N/A | #VALUE! | #VALUE! |  | #VALUE! | 0 | #VALUE! | #VALUE! |  | #VALUE! | #N/A | #N/A | #N/A | #N/A | 0 | #VALUE! | 0 | 100 | 0 | #N/A | #N/A | #N/A | #N/A | #N/A | #N/A | #N/A | #N/A | 1 slot, 1 way | #N/A | 0 | #DIV/0! | #VALUE! | 0 | 0 | 0 | 2 | #N/A | #VALUE! | #VALUE! | #VALUE! | #VALUE! | #VALUE! | #VALUE! | #VALUE! | #N/A | #N/A | M13 | M17 | M23 | M31 |  |  | TRUE | #DIV/0! | #DIV/0! | 0 | TRUE | TRUE | TRUE | FALSE | TRUE | TRUE | 0 | #VALUE! | #VALUE! |  | #N/A | #N/A |  | 0 | 0 | 0 | 0 | 0 | 0 | 0 | 0 | 0 | 0 | 0 | 0 | 0 | 0 | 0 | 0 | 0 | 0 | 0 | #N/A | - S | #N/A | #N/A | #N/A | #N/A | 0 | #VALUE! | 0 | 0 | #VALUE! | #VALUE! | #VALUE! | #VALUE! | #VALUE! | 0 | #VALUE! | 1
[65 empty] | #VALUE! | #N/A | #N/A | #N/A | #N/A | #N/A | #N/A | #N/A | #N/A | #N/A | #N/A | 0 | #N/A | #N/A | #N/A | #N/A | #N/A | #N/A | #N/A | #N/A | #N/A | #N/A | 0 | #N/A | #VALUE! | #VALUE! |  | #VALUE! | 0 | #VALUE! | #VALUE! |  | #VALUE! | #N/A | #N/A | #N/A | #N/A | 0 | #VALUE! | 0 | 100 | 0 | #N/A | #N/A | #N/A | #N/A | #N/A | #N/A | #N/A | #N/A | 1 slot, 1 way | #N/A | 0 | #DIV/0! | #VALUE! | 0 | 0 | 0 | 2 | #N/A | #VALUE! | #VALUE! | #VALUE! | #VALUE! | #VALUE! | #VALUE! | #VALUE! | #N/A | #N/A | M13 | M17 | M23 | M31 |  |  | TRUE | #DIV/0! | #DIV/0! | 0 | TRUE | TRUE | TRUE | FALSE | TRUE | TRUE | 0 | #VALUE! | #VALUE! |  | #N/A | #N/A |  | 0 | 0 | 0 | 0 | 0 | 0 | 0 | 0 | 0 | 0 | 0 | 0 | 0 | 0 | 0 | 0 | 0 | 0 | 0 | #N/A | - S | #N/A | #N/A | #N/A | #N/A | 0 | #VALUE! | 0 | 0 | #VALUE! | #VALUE! | #VALUE! | #VALUE! | #VALUE! | 0 | #VALUE! | 1
[65 empty] | #VALUE! | #N/A | #N/A | #N/A | #N/A | #N/A | #N/A | #N/A | #N/A | #N/A | #N/A | 0 | #N/A | #N/A | #N/A | #N/A | #N/A | #N/A | #N/A | #N/A | #N/A | #N/A | 0 | #N/A | #VALUE! | #VALUE! |  | #VALUE! | 0 | #VALUE! | #VALUE! |  | #VALUE! | #N/A | #N/A | #N/A | #N/A | 0 | #VALUE! | 0 | 100 | 0 | #N/A | #N/A | #N/A | #N/A | #N/A | #N/A | #N/A | #N/A | 1 slot, 1 way | #N/A | 0 | #DIV/0! | #VALUE! | 0 | 0 | 0 | 2 | #N/A | #VALUE! | #VALUE! | #VALUE! | #VALUE! | #VALUE! | #VALUE! | #VALUE! | #N/A | #N/A | M13 | M17 | M23 | M31 |  |  | TRUE | #DIV/0! | #DIV/0! | 0 | TRUE | TRUE | TRUE | FALSE | TRUE | TRUE | 0 | #VALUE! | #VALUE! |  | #N/A | #N/A |  | 0 | 0 | 0 | 0 | 0 | 0 | 0 | 0 | 0 | 0 | 0 | 0 | 0 | 0 | 0 | 0 | 0 | 0 | 0 | #N/A | - S | #N/A | #N/A | #N/A | #N/A | 0 | #VALUE! | 0 | 0 | #VALUE! | #VALUE! | #VALUE! | #VALUE! | #VALUE! | 0 | #VALUE! | 1
[65 empty] | #VALUE! | #N/A | #N/A | #N/A | #N/A | #N/A | #N/A | #N/A | #N/A | #N/A | #N/A | 0 | #N/A | #N/A | #N/A | #N/A | #N/A | #N/A | #N/A | #N/A | #N/A | #N/A | 0 | #N/A | #VALUE! | #VALUE! |  | #VALUE! | 0 | #VALUE! | #VALUE! |  | #VALUE! | #N/A | #N/A | #N/A | #N/A | 0 | #VALUE! | 0 | 100 | 0 | #N/A | #N/A | #N/A | #N/A | #N/A | #N/A | #N/A | #N/A | 1 slot, 1 way | #N/A | 0 | #DIV/0! | #VALUE! | 0 | 0 | 0 | 2 | #N/A | #VALUE! | #VALUE! | #VALUE! | #VALUE! | #VALUE! | #VALUE! | #VALUE! | #N/A | #N/A | M13 | M17 | M23 | M31 |  |  | TRUE | #DIV/0! | #DIV/0! | 0 | TRUE | TRUE | TRUE | FALSE | TRUE | TRUE | 0 | #VALUE! | #VALUE! |  | #N/A | #N/A |  | 0 | 0 | 0 | 0 | 0 | 0 | 0 | 0 | 0 | 0 | 0 | 0 | 0 | 0 | 0 | 0 | 0 | 0 | 0 | #N/A | - S | #N/A | #N/A | #N/A | #N/A | 0 | #VALUE! | 0 | 0 | #VALUE! | #VALUE! | #VALUE! | #VALUE! | #VALUE! | 0 | #VALUE! | 1
[65 empty] | #VALUE! | #N/A | #N/A | #N/A | #N/A | #N/A | #N/A | #N/A | #N/A | #N/A | #N/A | 0 | #N/A | #N/A | #N/A | #N/A | #N/A | #N/A | #N/A | #N/A | #N/A | #N/A | 0 | #N/A | #VALUE! | #VALUE! |  | #VALUE! | 0 | #VALUE! | #VALUE! |  | #VALUE! | #N/A | #N/A | #N/A | #N/A | 0 | #VALUE! | 0 | 100 | 0 | #N/A | #N/A | #N/A | #N/A | #N/A | #N/A | #N/A | #N/A | 1 slot, 1 way | #N/A | 0 | #DIV/0! | #VALUE! | 0 | 0 | 0 | 2 | #N/A | #VALUE! | #VALUE! | #VALUE! | #VALUE! | #VALUE! | #VALUE! | #VALUE! | #N/A | #N/A | M13 | M17 | M23 | M31 |  |  | TRUE | #DIV/0! | #DIV/0! | 0 | TRUE | TRUE | TRUE | FALSE | TRUE | TRUE | 0 | #VALUE! | #VALUE! |  | #N/A | #N/A |  | 0 | 0 | 0 | 0 | 0 | 0 | 0 | 0 | 0 | 0 | 0 | 0 | 0 | 0 | 0 | 0 | 0 | 0 | 0 | #N/A | - S | #N/A | #N/A | #N/A | #N/A | 0 | #VALUE! | 0 | 0 | #VALUE! | #VALUE! | #VALUE! | #VALUE! | #VALUE! | 0 | #VALUE! | 1
[65 empty] | #VALUE! | #N/A | #N/A | #N/A | #N/A | #N/A | #N/A | #N/A | #N/A | #N/A | #N/A | 0 | #N/A | #N/A | #N/A | #N/A | #N/A | #N/A | #N/A | #N/A | #N/A | #N/A | 0 | #N/A | #VALUE! | #VALUE! |  | #VALUE! | 0 | #VALUE! | #VALUE! |  | #VALUE! | #N/A | #N/A | #N/A | #N/A | 0 | #VALUE! | 0 | 100 | 0 | #N/A | #N/A | #N/A | #N/A | #N/A | #N/A | #N/A | #N/A | 1 slot, 1 way | #N/A | 0 | #DIV/0! | #VALUE! | 0 | 0 | 0 | 2 | #N/A | #VALUE! | #VALUE! | #VALUE! | #VALUE! | #VALUE! | #VALUE! | #VALUE! | #N/A | #N/A | M13 | M17 | M23 | M31 |  |  | TRUE | #DIV/0! | #DIV/0! | 0 | TRUE | TRUE | TRUE | FALSE | TRUE | TRUE | 0 | #VALUE! | #VALUE! |  | #N/A | #N/A |  | 0 | 0 | 0 | 0 | 0 | 0 | 0 | 0 | 0 | 0 | 0 | 0 | 0 | 0 | 0 | 0 | 0 | 0 | 0 | #N/A | - S | #N/A | #N/A | #N/A | #N/A | 0 | #VALUE! | 0 | 0 | #VALUE! | #VALUE! | #VALUE! | #VALUE! | #VALUE! | 0 | #VALUE! | 1
[65 empty] | #VALUE! | #N/A | #N/A | #N/A | #N/A | #N/A | #N/A | #N/A | #N/A | #N/A | #N/A | 0 | #N/A | #N/A | #N/A | #N/A | #N/A | #N/A | #N/A | #N/A | #N/A | #N/A | 0 | #N/A | #VALUE! | #VALUE! |  | #VALUE! | 0 | #VALUE! | #VALUE! |  | #VALUE! | #N/A | #N/A | #N/A | #N/A | 0 | #VALUE! | 0 | 100 | 0 | #N/A | #N/A | #N/A | #N/A | #N/A | #N/A | #N/A | #N/A | 1 slot, 1 way | #N/A | 0 | #DIV/0! | #VALUE! | 0 | 0 | 0 | 2 | #N/A | #VALUE! | #VALUE! | #VALUE! | #VALUE! | #VALUE! | #VALUE! | #VALUE! | #N/A | #N/A | M13 | M17 | M23 | M31 |  |  | TRUE | #DIV/0! | #DIV/0! | 0 | TRUE | TRUE | TRUE | FALSE | TRUE | TRUE | 0 | #VALUE! | #VALUE! |  | #N/A | #N/A |  | 0 | 0 | 0 | 0 | 0 | 0 | 0 | 0 | 0 | 0 | 0 | 0 | 0 | 0 | 0 | 0 | 0 | 0 | 0 | #N/A | - S | #N/A | #N/A | #N/A | #N/A | 0 | #VALUE! | 0 | 0 | #VALUE! | #VALUE! | #VALUE! | #VALUE! | #VALUE! | 0 | #VALUE! | 1
[65 empty] | #VALUE! | #N/A | #N/A | #N/A | #N/A | #N/A | #N/A | #N/A | #N/A | #N/A | #N/A | 0 | #N/A | #N/A | #N/A | #N/A | #N/A | #N/A | #N/A | #N/A | #N/A | #N/A | 0 | #N/A | #VALUE! | #VALUE! |  | #VALUE! | 0 | #VALUE! | #VALUE! |  | #VALUE! | #N/A | #N/A | #N/A | #N/A | 0 | #VALUE! | 0 | 100 | 0 | #N/A | #N/A | #N/A | #N/A | #N/A | #N/A | #N/A | #N/A | 1 slot, 1 way | #N/A | 0 | #DIV/0! | #VALUE! | 0 | 0 | 0 | 2 | #N/A | #VALUE! | #VALUE! | #VALUE! | #VALUE! | #VALUE! | #VALUE! | #VALUE! | #N/A | #N/A | M13 | M17 | M23 | M31 |  |  | TRUE | #DIV/0! | #DIV/0! | 0 | TRUE | TRUE | TRUE | FALSE | TRUE | TRUE | 0 | #VALUE! | #VALUE! |  | #N/A | #N/A |  | 0 | 0 | 0 | 0 | 0 | 0 | 0 | 0 | 0 | 0 | 0 | 0 | 0 | 0 | 0 | 0 | 0 | 0 | 0 | #N/A | - S | #N/A | #N/A | #N/A | #N/A | 0 | #VALUE! | 0 | 0 | #VALUE! | #VALUE! | #VALUE! | #VALUE! | #VALUE! | 0 | #VALUE! | 1
[65 empty] | #VALUE! | #N/A | #N/A | #N/A | #N/A | #N/A | #N/A | #N/A | #N/A | #N/A | #N/A | 0 | #N/A | #N/A | #N/A | #N/A | #N/A | #N/A | #N/A | #N/A | #N/A | #N/A | 0 | #N/A | #VALUE! | #VALUE! |  | #VALUE! | 0 | #VALUE! | #VALUE! |  | #VALUE! | #N/A | #N/A | #N/A | #N/A | 0 | #VALUE! | 0 | 100 | 0 | #N/A | #N/A | #N/A | #N/A | #N/A | #N/A | #N/A | #N/A | 1 slot, 1 way | #N/A | 0 | #DIV/0! | #VALUE! | 0 | 0 | 0 | 2 | #N/A | #VALUE! | #VALUE! | #VALUE! | #VALUE! | #VALUE! | #VALUE! | #VALUE! | #N/A | #N/A | M13 | M17 | M23 | M31 |  |  | TRUE | #DIV/0! | #DIV/0! | 0 | TRUE | TRUE | TRUE | FALSE | TRUE | TRUE | 0 | #VALUE! | #VALUE! |  | #N/A | #N/A |  | 0 | 0 | 0 | 0 | 0 | 0 | 0 | 0 | 0 | 0 | 0 | 0 | 0 | 0 | 0 | 0 | 0 | 0 | 0 | #N/A | - S | #N/A | #N/A | #N/A | #N/A | 0 | #VALUE! | 0 | 0 | #VALUE! | #VALUE! | #VALUE! | #VALUE! | #VALUE! | 0 | #VALUE! | 1
[65 empty] | #VALUE! | #N/A | #N/A | #N/A | #N/A | #N/A | #N/A | #N/A | #N/A | #N/A | #N/A | 0 | #N/A | #N/A | #N/A | #N/A | #N/A | #N/A | #N/A | #N/A | #N/A | #N/A | 0 | #N/A | #VALUE! | #VALUE! |  | #VALUE! | 0 | #VALUE! | #VALUE! |  | #VALUE! | #N/A | #N/A | #N/A | #N/A | 0 | #VALUE! | 0 | 100 | 0 | #N/A | #N/A | #N/A | #N/A | #N/A | #N/A | #N/A | #N/A | 1 slot, 1 way | #N/A | 0 | #DIV/0! | #VALUE! | 0 | 0 | 0 | 2 | #N/A | #VALUE! | #VALUE! | #VALUE! | #VALUE! | #VALUE! | #VALUE! | #VALUE! | #N/A | #N/A | M13 | M17 | M23 | M31 |  |  | TRUE | #DIV/0! | #DIV/0! | 0 | TRUE | TRUE | TRUE | FALSE | TRUE | TRUE | 0 | #VALUE! | #VALUE! |  | #N/A | #N/A |  | 0 | 0 | 0 | 0 | 0 | 0 | 0 | 0 | 0 | 0 | 0 | 0 | 0 | 0 | 0 | 0 | 0 | 0 | 0 | #N/A | - S | #N/A | #N/A | #N/A | #N/A | 0 | #VALUE! | 0 | 0 | #VALUE! | #VALUE! | #VALUE! | #VALUE! | #VALUE! | 0 | #VALUE! | 1
[65 empty] | #VALUE! | #N/A | #N/A | #N/A | #N/A | #N/A | #N/A | #N/A | #N/A | #N/A | #N/A | 0 | #N/A | #N/A | #N/A | #N/A | #N/A | #N/A | #N/A | #N/A | #N/A | #N/A | 0 | #N/A | #VALUE! | #VALUE! |  | #VALUE! | 0 | #VALUE! | #VALUE! |  | #VALUE! | #N/A | #N/A | #N/A | #N/A | 0 | #VALUE! | 0 | 100 | 0 | #N/A | #N/A | #N/A | #N/A | #N/A | #N/A | #N/A | #N/A | 1 slot, 1 way | #N/A | 0 | #DIV/0! | #VALUE! | 0 | 0 | 0 | 2 | #N/A | #VALUE! | #VALUE! | #VALUE! | #VALUE! | #VALUE! | #VALUE! | #VALUE! | #N/A | #N/A | M13 | M17 | M23 | M31 |  |  | TRUE | #DIV/0! | #DIV/0! | 0 | TRUE | TRUE | TRUE | FALSE | TRUE | TRUE | 0 | #VALUE! | #VALUE! |  | #N/A | #N/A |  | 0 | 0 | 0 | 0 | 0 | 0 | 0 | 0 | 0 | 0 | 0 | 0 | 0 | 0 | 0 | 0 | 0 | 0 | 0 | #N/A | - S | #N/A | #N/A | #N/A | #N/A | 0 | #VALUE! | 0 | 0 | #VALUE! | #VALUE! | #VALUE! | #VALUE! | #VALUE! | 0 | #VALUE! | 1
[65 empty] | #VALUE! | #N/A | #N/A | #N/A | #N/A | #N/A | #N/A | #N/A | #N/A | #N/A | #N/A | 0 | #N/A | #N/A | #N/A | #N/A | #N/A | #N/A | #N/A | #N/A | #N/A | #N/A | 0 | #N/A | #VALUE! | #VALUE! |  | #VALUE! | 0 | #VALUE! | #VALUE! |  | #VALUE! | #N/A | #N/A | #N/A | #N/A | 0 | #VALUE! | 0 | 100 | 0 | #N/A | #N/A | #N/A | #N/A | #N/A | #N/A | #N/A | #N/A | 1 slot, 1 way | #N/A | 0 | #DIV/0! | #VALUE! | 0 | 0 | 0 | 2 | #N/A | #VALUE! | #VALUE! | #VALUE! | #VALUE! | #VALUE! | #VALUE! | #VALUE! | #N/A | #N/A | M13 | M17 | M23 | M31 |  |  | TRUE | #DIV/0! | #DIV/0! | 0 | TRUE | TRUE | TRUE | FALSE | TRUE | TRUE | 0 | #VALUE! | #VALUE! |  | #N/A | #N/A |  | 0 | 0 | 0 | 0 | 0 | 0 | 0 | 0 | 0 | 0 | 0 | 0 | 0 | 0 | 0 | 0 | 0 | 0 | 0 | #N/A | - S | #N/A | #N/A | #N/A | #N/A | 0 | #VALUE! | 0 | 0 | #VALUE! | #VALUE! | #VALUE! | #VALUE! | #VALUE! | 0 | #VALUE! | 1
[65 empty] | #VALUE! | #N/A | #N/A | #N/A | #N/A | #N/A | #N/A | #N/A | #N/A | #N/A | #N/A | 0 | #N/A | #N/A | #N/A | #N/A | #N/A | #N/A | #N/A | #N/A | #N/A | #N/A | 0 | #N/A | #VALUE! | #VALUE! |  | #VALUE! | 0 | #VALUE! | #VALUE! |  | #VALUE! | #N/A | #N/A | #N/A | #N/A | 0 | #VALUE! | 0 | 100 | 0 | #N/A | #N/A | #N/A | #N/A | #N/A | #N/A | #N/A | #N/A | 1 slot, 1 way | #N/A | 0 | #DIV/0! | #VALUE! | 0 | 0 | 0 | 2 | #N/A | #VALUE! | #VALUE! | #VALUE! | #VALUE! | #VALUE! | #VALUE! | #VALUE! | #N/A | #N/A | M13 | M17 | M23 | M31 |  |  | TRUE | #DIV/0! | #DIV/0! | 0 | TRUE | TRUE | TRUE | FALSE | TRUE | TRUE | 0 | #VALUE! | #VALUE! |  | #N/A | #N/A |  | 0 | 0 | 0 | 0 | 0 | 0 | 0 | 0 | 0 | 0 | 0 | 0 | 0 | 0 | 0 | 0 | 0 | 0 | 0 | #N/A | - S | #N/A | #N/A | #N/A | #N/A | 0 | #VALUE! | 0 | 0 | #VALUE! | #VALUE! | #VALUE! | #VALUE! | #VALUE! | 0 | #VALUE! | 1
[65 empty] | #VALUE! | #N/A | #N/A | #N/A | #N/A | #N/A | #N/A | #N/A | #N/A | #N/A | #N/A | 0 | #N/A | #N/A | #N/A | #N/A | #N/A | #N/A | #N/A | #N/A | #N/A | #N/A | 0 | #N/A | #VALUE! | #VALUE! |  | #VALUE! | 0 | #VALUE! | #VALUE! |  | #VALUE! | #N/A | #N/A | #N/A | #N/A | 0 | #VALUE! | 0 | 100 | 0 | #N/A | #N/A | #N/A | #N/A | #N/A | #N/A | #N/A | #N/A | 1 slot, 1 way | #N/A | 0 | #DIV/0! | #VALUE! | 0 | 0 | 0 | 2 | #N/A | #VALUE! | #VALUE! | #VALUE! | #VALUE! | #VALUE! | #VALUE! | #VALUE! | #N/A | #N/A | M13 | M17 | M23 | M31 |  |  | TRUE | #DIV/0! | #DIV/0! | 0 | TRUE | TRUE | TRUE | FALSE | TRUE | TRUE | 0 | #VALUE! | #VALUE! |  | #N/A | #N/A |  | 0 | 0 | 0 | 0 | 0 | 0 | 0 | 0 | 0 | 0 | 0 | 0 | 0 | 0 | 0 | 0 | 0 | 0 | 0 | #N/A | - S | #N/A | #N/A | #N/A | #N/A | 0 | #VALUE! | 0 | 0 | #VALUE! | #VALUE! | #VALUE! | #VALUE! | #VALUE! | 0 | #VALUE! | 1
[65 empty] | #VALUE! | #N/A | #N/A | #N/A | #N/A | #N/A | #N/A | #N/A | #N/A | #N/A | #N/A | 0 | #N/A | #N/A | #N/A | #N/A | #N/A | #N/A | #N/A | #N/A | #N/A | #N/A | 0 | #N/A | #VALUE! | #VALUE! |  | #VALUE! | 0 | #VALUE! | #VALUE! |  | #VALUE! | #N/A | #N/A | #N/A | #N/A | 0 | #VALUE! | 0 | 100 | 0 | #N/A | #N/A | #N/A | #N/A | #N/A | #N/A | #N/A | #N/A | 1 slot, 1 way | #N/A | 0 | #DIV/0! | #VALUE! | 0 | 0 | 0 | 2 | #N/A | #VALUE! | #VALUE! | #VALUE! | #VALUE! | #VALUE! | #VALUE! | #VALUE! | #N/A | #N/A | M13 | M17 | M23 | M31 |  |  | TRUE | #DIV/0! | #DIV/0! | 0 | TRUE | TRUE | TRUE | FALSE | TRUE | TRUE | 0 | #VALUE! | #VALUE! |  | #N/A | #N/A |  | 0 | 0 | 0 | 0 | 0 | 0 | 0 | 0 | 0 | 0 | 0 | 0 | 0 | 0 | 0 | 0 | 0 | 0 | 0 | #N/A | - S | #N/A | #N/A | #N/A | #N/A | 0 | #VALUE! | 0 | 0 | #VALUE! | #VALUE! | #VALUE! | #VALUE! | #VALUE! | 0 | #VALUE! | 1
[65 empty] | #VALUE! | #N/A | #N/A | #N/A | #N/A | #N/A | #N/A | #N/A | #N/A | #N/A | #N/A | 0 | #N/A | #N/A | #N/A | #N/A | #N/A | #N/A | #N/A | #N/A | #N/A | #N/A | 0 | #N/A | #VALUE! | #VALUE! |  | #VALUE! | 0 | #VALUE! | #VALUE! |  | #VALUE! | #N/A | #N/A | #N/A | #N/A | 0 | #VALUE! | 0 | 100 | 0 | #N/A | #N/A | #N/A | #N/A | #N/A | #N/A | #N/A | #N/A | 1 slot, 1 way | #N/A | 0 | #DIV/0! | #VALUE! | 0 | 0 | 0 | 2 | #N/A | #VALUE! | #VALUE! | #VALUE! | #VALUE! | #VALUE! | #VALUE! | #VALUE! | #N/A | #N/A | M13 | M17 | M23 | M31 |  |  | TRUE | #DIV/0! | #DIV/0! | 0 | TRUE | TRUE | TRUE | FALSE | TRUE | TRUE | 0 | #VALUE! | #VALUE! |  | #N/A | #N/A |  | 0 | 0 | 0 | 0 | 0 | 0 | 0 | 0 | 0 | 0 | 0 | 0 | 0 | 0 | 0 | 0 | 0 | 0 | 0 | #N/A | - S | #N/A | #N/A | #N/A | #N/A | 0 | #VALUE! | 0 | 0 | #VALUE! | #VALUE! | #VALUE! | #VALUE! | #VALUE! | 0 | #VALUE! | 1
[65 empty] | #VALUE! | #N/A | #N/A | #N/A | #N/A | #N/A | #N/A | #N/A | #N/A | #N/A | #N/A | 0 | #N/A | #N/A | #N/A | #N/A | #N/A | #N/A | #N/A | #N/A | #N/A | #N/A | 0 | #N/A | #VALUE! | #VALUE! |  | #VALUE! | 0 | #VALUE! | #VALUE! |  | #VALUE! | #N/A | #N/A | #N/A | #N/A | 0 | #VALUE! | 0 | 100 | 0 | #N/A | #N/A | #N/A | #N/A | #N/A | #N/A | #N/A | #N/A | 1 slot, 1 way | #N/A | 0 | #DIV/0! | #VALUE! | 0 | 0 | 0 | 2 | #N/A | #VALUE! | #VALUE! | #VALUE! | #VALUE! | #VALUE! | #VALUE! | #VALUE! | #N/A | #N/A | M13 | M17 | M23 | M31 |  |  | TRUE | #DIV/0! | #DIV/0! | 0 | TRUE | TRUE | TRUE | FALSE | TRUE | TRUE | 0 | #VALUE! | #VALUE! |  | #N/A | #N/A |  | 0 | 0 | 0 | 0 | 0 | 0 | 0 | 0 | 0 | 0 | 0 | 0 | 0 | 0 | 0 | 0 | 0 | 0 | 0 | #N/A | - S | #N/A | #N/A | #N/A | #N/A | 0 | #VALUE! | 0 | 0 | #VALUE! | #VALUE! | #VALUE! | #VALUE! | #VALUE! | 0 | #VALUE! | 1
[65 empty] | #VALUE! | #N/A | #N/A | #N/A | #N/A | #N/A | #N/A | #N/A | #N/A | #N/A | #N/A | 0 | #N/A | #N/A | #N/A | #N/A | #N/A | #N/A | #N/A | #N/A | #N/A | #N/A | 0 | #N/A | #VALUE! | #VALUE! |  | #VALUE! | 0 | #VALUE! | #VALUE! |  | #VALUE! | #N/A | #N/A | #N/A | #N/A | 0 | #VALUE! | 0 | 100 | 0 | #N/A | #N/A | #N/A | #N/A | #N/A | #N/A | #N/A | #N/A | 1 slot, 1 way | #N/A | 0 | #DIV/0! | #VALUE! | 0 | 0 | 0 | 2 | #N/A | #VALUE! | #VALUE! | #VALUE! | #VALUE! | #VALUE! | #VALUE! | #VALUE! | #N/A | #N/A | M13 | M17 | M23 | M31 |  |  | TRUE | #DIV/0! | #DIV/0! | 0 | TRUE | TRUE | TRUE | FALSE | TRUE | TRUE | 0 | #VALUE! | #VALUE! |  | #N/A | #N/A |  | 0 | 0 | 0 | 0 | 0 | 0 | 0 | 0 | 0 | 0 | 0 | 0 | 0 | 0 | 0 | 0 | 0 | 0 | 0 | #N/A | - S | #N/A | #N/A | #N/A | #N/A | 0 | #VALUE! | 0 | 0 | #VALUE! | #VALUE! | #VALUE! | #VALUE! | #VALUE! | 0 | #VALUE! | 1
[65 empty] | #VALUE! | #N/A | #N/A | #N/A | #N/A | #N/A | #N/A | #N/A | #N/A | #N/A | #N/A | 0 | #N/A | #N/A | #N/A | #N/A | #N/A | #N/A | #N/A | #N/A | #N/A | #N/A | 0 | #N/A | #VALUE! | #VALUE! |  | #VALUE! | 0 | #VALUE! | #VALUE! |  | #VALUE! | #N/A | #N/A | #N/A | #N/A | 0 | #VALUE! | 0 | 100 | 0 | #N/A | #N/A | #N/A | #N/A | #N/A | #N/A | #N/A | #N/A | 1 slot, 1 way | #N/A | 0 | #DIV/0! | #VALUE! | 0 | 0 | 0 | 2 | #N/A | #VALUE! | #VALUE! | #VALUE! | #VALUE! | #VALUE! | #VALUE! | #VALUE! | #N/A | #N/A | M13 | M17 | M23 | M31 |  |  | TRUE | #DIV/0! | #DIV/0! | 0 | TRUE | TRUE | TRUE | FALSE | TRUE | TRUE | 0 | #VALUE! | #VALUE! |  | #N/A | #N/A |  | 0 | 0 | 0 | 0 | 0 | 0 | 0 | 0 | 0 | 0 | 0 | 0 | 0 | 0 | 0 | 0 | 0 | 0 | 0 | #N/A | - S | #N/A | #N/A | #N/A | #N/A | 0 | #VALUE! | 0 | 0 | #VALUE! | #VALUE! | #VALUE! | #VALUE! | #VALUE! | 0 | #VALUE! | 1
[65 empty] | #VALUE! | #N/A | #N/A | #N/A | #N/A | #N/A | #N/A | #N/A | #N/A | #N/A | #N/A | 0 | #N/A | #N/A | #N/A | #N/A | #N/A | #N/A | #N/A | #N/A | #N/A | #N/A | 0 | #N/A | #VALUE! | #VALUE! |  | #VALUE! | 0 | #VALUE! | #VALUE! |  | #VALUE! | #N/A | #N/A | #N/A | #N/A | 0 | #VALUE! | 0 | 100 | 0 | #N/A | #N/A | #N/A | #N/A | #N/A | #N/A | #N/A | #N/A | 1 slot, 1 way | #N/A | 0 | #DIV/0! | #VALUE! | 0 | 0 | 0 | 2 | #N/A | #VALUE! | #VALUE! | #VALUE! | #VALUE! | #VALUE! | #VALUE! | #VALUE! | #N/A | #N/A | M13 | M17 | M23 | M31 |  |  | TRUE | #DIV/0! | #DIV/0! | 0 | TRUE | TRUE | TRUE | FALSE | TRUE | TRUE | 0 | #VALUE! | #VALUE! |  | #N/A | #N/A |  | 0 | 0 | 0 | 0 | 0 | 0 | 0 | 0 | 0 | 0 | 0 | 0 | 0 | 0 | 0 | 0 | 0 | 0 | 0 | #N/A | - S | #N/A | #N/A | #N/A | #N/A | 0 | #VALUE! | 0 | 0 | #VALUE! | #VALUE! | #VALUE! | #VALUE! | #VALUE! | 0 | #VALUE! | 1
[65 empty] | #VALUE! | #N/A | #N/A | #N/A | #N/A | #N/A | #N/A | #N/A | #N/A | #N/A | #N/A | 0 | #N/A | #N/A | #N/A | #N/A | #N/A | #N/A | #N/A | #N/A | #N/A | #N/A | 0 | #N/A | #VALUE! | #VALUE! |  | #VALUE! | 0 | #VALUE! | #VALUE! |  | #VALUE! | #N/A | #N/A | #N/A | #N/A | 0 | #VALUE! | 0 | 100 | 0 | #N/A | #N/A | #N/A | #N/A | #N/A | #N/A | #N/A | #N/A | 1 slot, 1 way | #N/A | 0 | #DIV/0! | #VALUE! | 0 | 0 | 0 | 2 | #N/A | #VALUE! | #VALUE! | #VALUE! | #VALUE! | #VALUE! | #VALUE! | #VALUE! | #N/A | #N/A | M13 | M17 | M23 | M31 |  |  | TRUE | #DIV/0! | #DIV/0! | 0 | TRUE | TRUE | TRUE | FALSE | TRUE | TRUE | 0 | #VALUE! | #VALUE! |  | #N/A | #N/A |  | 0 | 0 | 0 | 0 | 0 | 0 | 0 | 0 | 0 | 0 | 0 | 0 | 0 | 0 | 0 | 0 | 0 | 0 | 0 | #N/A | - S | #N/A | #N/A | #N/A | #N/A | 0 | #VALUE! | 0 | 0 | #VALUE! | #VALUE! | #VALUE! | #VALUE! | #VALUE! | 0 | #VALUE! | 1
[65 empty] | #VALUE! | #N/A | #N/A | #N/A | #N/A | #N/A | #N/A | #N/A | #N/A | #N/A | #N/A | 0 | #N/A | #N/A | #N/A | #N/A | #N/A | #N/A | #N/A | #N/A | #N/A | #N/A | 0 | #N/A | #VALUE! | #VALUE! |  | #VALUE! | 0 | #VALUE! | #VALUE! |  | #VALUE! | #N/A | #N/A | #N/A | #N/A | 0 | #VALUE! | 0 | 100 | 0 | #N/A | #N/A | #N/A | #N/A | #N/A | #N/A | #N/A | #N/A | 1 slot, 1 way | #N/A | 0 | #DIV/0! | #VALUE! | 0 | 0 | 0 | 2 | #N/A | #VALUE! | #VALUE! | #VALUE! | #VALUE! | #VALUE! | #VALUE! | #VALUE! | #N/A | #N/A | M13 | M17 | M23 | M31 |  |  | TRUE | #DIV/0! | #DIV/0! | 0 | TRUE | TRUE | TRUE | FALSE | TRUE | TRUE | 0 | #VALUE! | #VALUE! |  | #N/A | #N/A |  | 0 | 0 | 0 | 0 | 0 | 0 | 0 | 0 | 0 | 0 | 0 | 0 | 0 | 0 | 0 | 0 | 0 | 0 | 0 | #N/A | - S | #N/A | #N/A | #N/A | #N/A | 0 | #VALUE! | 0 | 0 | #VALUE! | #VALUE! | #VALUE! | #VALUE! | #VALUE! | 0 | #VALUE! | 1
[65 empty] | #VALUE! | #N/A | #N/A | #N/A | #N/A | #N/A | #N/A | #N/A | #N/A | #N/A | #N/A | 0 | #N/A | #N/A | #N/A | #N/A | #N/A | #N/A | #N/A | #N/A | #N/A | #N/A | 0 | #N/A | #VALUE! | #VALUE! |  | #VALUE! | 0 | #VALUE! | #VALUE! |  | #VALUE! | #N/A | #N/A | #N/A | #N/A | 0 | #VALUE! | 0 | 100 | 0 | #N/A | #N/A | #N/A | #N/A | #N/A | #N/A | #N/A | #N/A | 1 slot, 1 way | #N/A | 0 | #DIV/0! | #VALUE! | 0 | 0 | 0 | 2 | #N/A | #VALUE! | #VALUE! | #VALUE! | #VALUE! | #VALUE! | #VALUE! | #VALUE! | #N/A | #N/A | M13 | M17 | M23 | M31 |  |  | TRUE | #DIV/0! | #DIV/0! | 0 | TRUE | TRUE | TRUE | FALSE | TRUE | TRUE | 0 | #VALUE! | #VALUE! |  | #N/A | #N/A |  | 0 | 0 | 0 | 0 | 0 | 0 | 0 | 0 | 0 | 0 | 0 | 0 | 0 | 0 | 0 | 0 | 0 | 0 | 0 | #N/A | - S | #N/A | #N/A | #N/A | #N/A | 0 | #VALUE! | 0 | 0 | #VALUE! | #VALUE! | #VALUE! | #VALUE! | #VALUE! | 0 | #VALUE! | 1
[65 empty] | #VALUE! | #N/A | #N/A | #N/A | #N/A | #N/A | #N/A | #N/A | #N/A | #N/A | #N/A | 0 | #N/A | #N/A | #N/A | #N/A | #N/A | #N/A | #N/A | #N/A | #N/A | #N/A | 0 | #N/A | #VALUE! | #VALUE! |  | #VALUE! | 0 | #VALUE! | #VALUE! |  | #VALUE! | #N/A | #N/A | #N/A | #N/A | 0 | #VALUE! | 0 | 100 | 0 | #N/A | #N/A | #N/A | #N/A | #N/A | #N/A | #N/A | #N/A | 1 slot, 1 way | #N/A | 0 | #DIV/0! | #VALUE! | 0 | 0 | 0 | 2 | #N/A | #VALUE! | #VALUE! | #VALUE! | #VALUE! | #VALUE! | #VALUE! | #VALUE! | #N/A | #N/A | M13 | M17 | M23 | M31 |  |  | TRUE | #DIV/0! | #DIV/0! | 0 | TRUE | TRUE | TRUE | FALSE | TRUE | TRUE | 0 | #VALUE! | #VALUE! |  | #N/A | #N/A |  | 0 | 0 | 0 | 0 | 0 | 0 | 0 | 0 | 0 | 0 | 0 | 0 | 0 | 0 | 0 | 0 | 0 | 0 | 0 | #N/A | - S | #N/A | #N/A | #N/A | #N/A | 0 | #VALUE! | 0 | 0 | #VALUE! | #VALUE! | #VALUE! | #VALUE! | #VALUE! | 0 | #VALUE! | 1
[65 empty] | #VALUE! | #N/A | #N/A | #N/A | #N/A | #N/A | #N/A | #N/A | #N/A | #N/A | #N/A | 0 | #N/A | #N/A | #N/A | #N/A | #N/A | #N/A | #N/A | #N/A | #N/A | #N/A | 0 | #N/A | #VALUE! | #VALUE! |  | #VALUE! | 0 | #VALUE! | #VALUE! |  | #VALUE! | #N/A | #N/A | #N/A | #N/A | 0 | #VALUE! | 0 | 100 | 0 | #N/A | #N/A | #N/A | #N/A | #N/A | #N/A | #N/A | #N/A | 1 slot, 1 way | #N/A | 0 | #DIV/0! | #VALUE! | 0 | 0 | 0 | 2 | #N/A | #VALUE! | #VALUE! | #VALUE! | #VALUE! | #VALUE! | #VALUE! | #VALUE! | #N/A | #N/A | M13 | M17 | M23 | M31 |  |  | TRUE | #DIV/0! | #DIV/0! | 0 | TRUE | TRUE | TRUE | FALSE | TRUE | TRUE | 0 | #VALUE! | #VALUE! |  | #N/A | #N/A |  | 0 | 0 | 0 | 0 | 0 | 0 | 0 | 0 | 0 | 0 | 0 | 0 | 0 | 0 | 0 | 0 | 0 | 0 | 0 | #N/A | - S | #N/A | #N/A | #N/A | #N/A | 0 | #VALUE! | 0 | 0 | #VALUE! | #VALUE! | #VALUE! | #VALUE! | #VALUE! | 0 | #VALUE! | 1
[65 empty] | #VALUE! | #N/A | #N/A | #N/A | #N/A | #N/A | #N/A | #N/A | #N/A | #N/A | #N/A | 0 | #N/A | #N/A | #N/A | #N/A | #N/A | #N/A | #N/A | #N/A | #N/A | #N/A | 0 | #N/A | #VALUE! | #VALUE! |  | #VALUE! | 0 | #VALUE! | #VALUE! |  | #VALUE! | #N/A | #N/A | #N/A | #N/A | 0 | #VALUE! | 0 | 100 | 0 | #N/A | #N/A | #N/A | #N/A | #N/A | #N/A | #N/A | #N/A | 1 slot, 1 way | #N/A | 0 | #DIV/0! | #VALUE! | 0 | 0 | 0 | 2 | #N/A | #VALUE! | #VALUE! | #VALUE! | #VALUE! | #VALUE! | #VALUE! | #VALUE! | #N/A | #N/A | M13 | M17 | M23 | M31 |  |  | TRUE | #DIV/0! | #DIV/0! | 0 | TRUE | TRUE | TRUE | FALSE | TRUE | TRUE | 0 | #VALUE! | #VALUE! |  | #N/A | #N/A |  | 0 | 0 | 0 | 0 | 0 | 0 | 0 | 0 | 0 | 0 | 0 | 0 | 0 | 0 | 0 | 0 | 0 | 0 | 0 | #N/A | - S | #N/A | #N/A | #N/A | #N/A | 0 | #VALUE! | 0 | 0 | #VALUE! | #VALUE! | #VALUE! | #VALUE! | #VALUE! | 0 | #VALUE! | 1
[65 empty] | #VALUE! | #N/A | #N/A | #N/A | #N/A | #N/A | #N/A | #N/A | #N/A | #N/A | #N/A | 0 | #N/A | #N/A | #N/A | #N/A | #N/A | #N/A | #N/A | #N/A | #N/A | #N/A | 0 | #N/A | #VALUE! | #VALUE! |  | #VALUE! | 0 | #VALUE! | #VALUE! |  | #VALUE! | #N/A | #N/A | #N/A | #N/A | 0 | #VALUE! | 0 | 100 | 0 | #N/A | #N/A | #N/A | #N/A | #N/A | #N/A | #N/A | #N/A | 1 slot, 1 way | #N/A | 0 | #DIV/0! | #VALUE! | 0 | 0 | 0 | 2 | #N/A | #VALUE! | #VALUE! | #VALUE! | #VALUE! | #VALUE! | #VALUE! | #VALUE! | #N/A | #N/A | M13 | M17 | M23 | M31 |  |  | TRUE | #DIV/0! | #DIV/0! | 0 | TRUE | TRUE | TRUE | FALSE | TRUE | TRUE | 0 | #VALUE! | #VALUE! |  | #N/A | #N/A |  | 0 | 0 | 0 | 0 | 0 | 0 | 0 | 0 | 0 | 0 | 0 | 0 | 0 | 0 | 0 | 0 | 0 | 0 | 0 | #N/A | - S | #N/A | #N/A | #N/A | #N/A | 0 | #VALUE! | 0 | 0 | #VALUE! | #VALUE! | #VALUE! | #VALUE! | #VALUE! | 0 | #VALUE! | 1
[65 empty] | #VALUE! | #N/A | #N/A | #N/A | #N/A | #N/A | #N/A | #N/A | #N/A | #N/A | #N/A | 0 | #N/A | #N/A | #N/A | #N/A | #N/A | #N/A | #N/A | #N/A | #N/A | #N/A | 0 | #N/A | #VALUE! | #VALUE! |  | #VALUE! | 0 | #VALUE! | #VALUE! |  | #VALUE! | #N/A | #N/A | #N/A | #N/A | 0 | #VALUE! | 0 | 100 | 0 | #N/A | #N/A | #N/A | #N/A | #N/A | #N/A | #N/A | #N/A | 1 slot, 1 way | #N/A | 0 | #DIV/0! | #VALUE! | 0 | 0 | 0 | 2 | #N/A | #VALUE! | #VALUE! | #VALUE! | #VALUE! | #VALUE! | #VALUE! | #VALUE! | #N/A | #N/A | M13 | M17 | M23 | M31 |  |  | TRUE | #DIV/0! | #DIV/0! | 0 | TRUE | TRUE | TRUE | FALSE | TRUE | TRUE | 0 | #VALUE! | #VALUE! |  | #N/A | #N/A |  | 0 | 0 | 0 | 0 | 0 | 0 | 0 | 0 | 0 | 0 | 0 | 0 | 0 | 0 | 0 | 0 | 0 | 0 | 0 | #N/A | - S | #N/A | #N/A | #N/A | #N/A | 0 | #VALUE! | 0 | 0 | #VALUE! | #VALUE! | #VALUE! | #VALUE! | #VALUE! | 0 | #VALUE! | 1
[65 empty] | #VALUE! | #N/A | #N/A | #N/A | #N/A | #N/A | #N/A | #N/A | #N/A | #N/A | #N/A | 0 | #N/A | #N/A | #N/A | #N/A | #N/A | #N/A | #N/A | #N/A | #N/A | #N/A | 0 | #N/A | #VALUE! | #VALUE! |  | #VALUE! | 0 | #VALUE! | #VALUE! |  | #VALUE! | #N/A | #N/A | #N/A | #N/A | 0 | #VALUE! | 0 | 100 | 0 | #N/A | #N/A | #N/A | #N/A | #N/A | #N/A | #N/A | #N/A | 1 slot, 1 way | #N/A | 0 | #DIV/0! | #VALUE! | 0 | 0 | 0 | 2 | #N/A | #VALUE! | #VALUE! | #VALUE! | #VALUE! | #VALUE! | #VALUE! | #VALUE! | #N/A | #N/A | M13 | M17 | M23 | M31 |  |  | TRUE | #DIV/0! | #DIV/0! | 0 | TRUE | TRUE | TRUE | FALSE | TRUE | TRUE | 0 | #VALUE! | #VALUE! |  | #N/A | #N/A |  | 0 | 0 | 0 | 0 | 0 | 0 | 0 | 0 | 0 | 0 | 0 | 0 | 0 | 0 | 0 | 0 | 0 | 0 | 0 | #N/A | - S | #N/A | #N/A | #N/A | #N/A | 0 | #VALUE! | 0 | 0 | #VALUE! | #VALUE! | #VALUE! | #VALUE! | #VALUE! | 0 | #VALUE! | 1
[65 empty] | #VALUE! | #N/A | #N/A | #N/A | #N/A | #N/A | #N/A | #N/A | #N/A | #N/A | #N/A | 0 | #N/A | #N/A | #N/A | #N/A | #N/A | #N/A | #N/A | #N/A | #N/A | #N/A | 0 | #N/A | #VALUE! | #VALUE! |  | #VALUE! | 0 | #VALUE! | #VALUE! |  | #VALUE! | #N/A | #N/A | #N/A | #N/A | 0 | #VALUE! | 0 | 100 | 0 | #N/A | #N/A | #N/A | #N/A | #N/A | #N/A | #N/A | #N/A | 1 slot, 1 way | #N/A | 0 | #DIV/0! | #VALUE! | 0 | 0 | 0 | 2 | #N/A | #VALUE! | #VALUE! | #VALUE! | #VALUE! | #VALUE! | #VALUE! | #VALUE! | #N/A | #N/A | M13 | M17 | M23 | M31 |  |  | TRUE | #DIV/0! | #DIV/0! | 0 | TRUE | TRUE | TRUE | FALSE | TRUE | TRUE | 0 | #VALUE! | #VALUE! |  | #N/A | #N/A |  | 0 | 0 | 0 | 0 | 0 | 0 | 0 | 0 | 0 | 0 | 0 | 0 | 0 | 0 | 0 | 0 | 0 | 0 | 0 | #N/A | - S | #N/A | #N/A | #N/A | #N/A | 0 | #VALUE! | 0 | 0 | #VALUE! | #VALUE! | #VALUE! | #VALUE! | #VALUE! | 0 | #VALUE! | 1
[65 empty] | #VALUE! | #N/A | #N/A | #N/A | #N/A | #N/A | #N/A | #N/A | #N/A | #N/A | #N/A | 0 | #N/A | #N/A | #N/A | #N/A | #N/A | #N/A | #N/A | #N/A | #N/A | #N/A | 0 | #N/A | #VALUE! | #VALUE! |  | #VALUE! | 0 | #VALUE! | #VALUE! |  | #VALUE! | #N/A | #N/A | #N/A | #N/A | 0 | #VALUE! | 0 | 100 | 0 | #N/A | #N/A | #N/A | #N/A | #N/A | #N/A | #N/A | #N/A | 1 slot, 1 way | #N/A | 0 | #DIV/0! | #VALUE! | 0 | 0 | 0 | 2 | #N/A | #VALUE! | #VALUE! | #VALUE! | #VALUE! | #VALUE! | #VALUE! | #VALUE! | #N/A | #N/A | M13 | M17 | M23 | M31 |  |  | TRUE | #DIV/0! | #DIV/0! | 0 | TRUE | TRUE | TRUE | FALSE | TRUE | TRUE | 0 | #VALUE! | #VALUE! |  | #N/A | #N/A |  | 0 | 0 | 0 | 0 | 0 | 0 | 0 | 0 | 0 | 0 | 0 | 0 | 0 | 0 | 0 | 0 | 0 | 0 | 0 | #N/A | - S | #N/A | #N/A | #N/A | #N/A | 0 | #VALUE! | 0 | 0 | #VALUE! | #VALUE! | #VALUE! | #VALUE! | #VALUE! | 0 | #VALUE! | 1
[65 empty] | #VALUE! | #N/A | #N/A | #N/A | #N/A | #N/A | #N/A | #N/A | #N/A | #N/A | #N/A | 0 | #N/A | #N/A | #N/A | #N/A | #N/A | #N/A | #N/A | #N/A | #N/A | #N/A | 0 | #N/A | #VALUE! | #VALUE! |  | #VALUE! | 0 | #VALUE! | #VALUE! |  | #VALUE! | #N/A | #N/A | #N/A | #N/A | 0 | #VALUE! | 0 | 100 | 0 | #N/A | #N/A | #N/A | #N/A | #N/A | #N/A | #N/A | #N/A | 1 slot, 1 way | #N/A | 0 | #DIV/0! | #VALUE! | 0 | 0 | 0 | 2 | #N/A | #VALUE! | #VALUE! | #VALUE! | #VALUE! | #VALUE! | #VALUE! | #VALUE! | #N/A | #N/A | M13 | M17 | M23 | M31 |  |  | TRUE | #DIV/0! | #DIV/0! | 0 | TRUE | TRUE | TRUE | FALSE | TRUE | TRUE | 0 | #VALUE! | #VALUE! |  | #N/A | #N/A |  | 0 | 0 | 0 | 0 | 0 | 0 | 0 | 0 | 0 | 0 | 0 | 0 | 0 | 0 | 0 | 0 | 0 | 0 | 0 | #N/A | - S | #N/A | #N/A | #N/A | #N/A | 0 | #VALUE! | 0 | 0 | #VALUE! | #VALUE! | #VALUE! | #VALUE! | #VALUE! | 0 | #VALUE! | 1
[65 empty] | #VALUE! | #N/A | #N/A | #N/A | #N/A | #N/A | #N/A | #N/A | #N/A | #N/A | #N/A | 0 | #N/A | #N/A | #N/A | #N/A | #N/A | #N/A | #N/A | #N/A | #N/A | #N/A | 0 | #N/A | #VALUE! | #VALUE! |  | #VALUE! | 0 | #VALUE! | #VALUE! |  | #VALUE! | #N/A | #N/A | #N/A | #N/A | 0 | #VALUE! | 0 | 100 | 0 | #N/A | #N/A | #N/A | #N/A | #N/A | #N/A | #N/A | #N/A | 1 slot, 1 way | #N/A | 0 | #DIV/0! | #VALUE! | 0 | 0 | 0 | 2 | #N/A | #VALUE! | #VALUE! | #VALUE! | #VALUE! | #VALUE! | #VALUE! | #VALUE! | #N/A | #N/A | M13 | M17 | M23 | M31 |  |  | TRUE | #DIV/0! | #DIV/0! | 0 | TRUE | TRUE | TRUE | FALSE | TRUE | TRUE | 0 | #VALUE! | #VALUE! |  | #N/A | #N/A |  | 0 | 0 | 0 | 0 | 0 | 0 | 0 | 0 | 0 | 0 | 0 | 0 | 0 | 0 | 0 | 0 | 0 | 0 | 0 | #N/A | - S | #N/A | #N/A | #N/A | #N/A | 0 | #VALUE! | 0 | 0 | #VALUE! | #VALUE! | #VALUE! | #VALUE! | #VALUE! | 0 | #VALUE! | 1
[65 empty] | #VALUE! | #N/A | #N/A | #N/A | #N/A | #N/A | #N/A | #N/A | #N/A | #N/A | #N/A | 0 | #N/A | #N/A | #N/A | #N/A | #N/A | #N/A | #N/A | #N/A | #N/A | #N/A | 0 | #N/A | #VALUE! | #VALUE! |  | #VALUE! | 0 | #VALUE! | #VALUE! |  | #VALUE! | #N/A | #N/A | #N/A | #N/A | 0 | #VALUE! | 0 | 100 | 0 | #N/A | #N/A | #N/A | #N/A | #N/A | #N/A | #N/A | #N/A | 1 slot, 1 way | #N/A | 0 | #DIV/0! | #VALUE! | 0 | 0 | 0 | 2 | #N/A | #VALUE! | #VALUE! | #VALUE! | #VALUE! | #VALUE! | #VALUE! | #VALUE! | #N/A | #N/A | M13 | M17 | M23 | M31 |  |  | TRUE | #DIV/0! | #DIV/0! | 0 | TRUE | TRUE | TRUE | FALSE | TRUE | TRUE | 0 | #VALUE! | #VALUE! |  | #N/A | #N/A |  | 0 | 0 | 0 | 0 | 0 | 0 | 0 | 0 | 0 | 0 | 0 | 0 | 0 | 0 | 0 | 0 | 0 | 0 | 0 | #N/A | - S | #N/A | #N/A | #N/A | #N/A | 0 | #VALUE! | 0 | 0 | #VALUE! | #VALUE! | #VALUE! | #VALUE! | #VALUE! | 0 | #VALUE! | 1
[65 empty] | #VALUE! | #N/A | #N/A | #N/A | #N/A | #N/A | #N/A | #N/A | #N/A | #N/A | #N/A | 0 | #N/A | #N/A | #N/A | #N/A | #N/A | #N/A | #N/A | #N/A | #N/A | #N/A | 0 | #N/A | #VALUE! | #VALUE! |  | #VALUE! | 0 | #VALUE! | #VALUE! |  | #VALUE! | #N/A | #N/A | #N/A | #N/A | 0 | #VALUE! | 0 | 100 | 0 | #N/A | #N/A | #N/A | #N/A | #N/A | #N/A | #N/A | #N/A | 1 slot, 1 way | #N/A | 0 | #DIV/0! | #VALUE! | 0 | 0 | 0 | 2 | #N/A | #VALUE! | #VALUE! | #VALUE! | #VALUE! | #VALUE! | #VALUE! | #VALUE! | #N/A | #N/A | M13 | M17 | M23 | M31 |  |  | TRUE | #DIV/0! | #DIV/0! | 0 | TRUE | TRUE | TRUE | FALSE | TRUE | TRUE | 0 | #VALUE! | #VALUE! |  | #N/A | #N/A |  | 0 | 0 | 0 | 0 | 0 | 0 | 0 | 0 | 0 | 0 | 0 | 0 | 0 | 0 | 0 | 0 | 0 | 0 | 0 | #N/A | - S | #N/A | #N/A | #N/A | #N/A | 0 | #VALUE! | 0 | 0 | #VALUE! | #VALUE! | #VALUE! | #VALUE! | #VALUE! | 0 | #VALUE! | 1
[65 empty] | #VALUE! | #N/A | #N/A | #N/A | #N/A | #N/A | #N/A | #N/A | #N/A | #N/A | #N/A | 0 | #N/A | #N/A | #N/A | #N/A | #N/A | #N/A | #N/A | #N/A | #N/A | #N/A | 0 | #N/A | #VALUE! | #VALUE! |  | #VALUE! | 0 | #VALUE! | #VALUE! |  | #VALUE! | #N/A | #N/A | #N/A | #N/A | 0 | #VALUE! | 0 | 100 | 0 | #N/A | #N/A | #N/A | #N/A | #N/A | #N/A | #N/A | #N/A | 1 slot, 1 way | #N/A | 0 | #DIV/0! | #VALUE! | 0 | 0 | 0 | 2 | #N/A | #VALUE! | #VALUE! | #VALUE! | #VALUE! | #VALUE! | #VALUE! | #VALUE! | #N/A | #N/A | M13 | M17 | M23 | M31 |  |  | TRUE | #DIV/0! | #DIV/0! | 0 | TRUE | TRUE | TRUE | FALSE | TRUE | TRUE | 0 | #VALUE! | #VALUE! |  | #N/A | #N/A |  | 0 | 0 | 0 | 0 | 0 | 0 | 0 | 0 | 0 | 0 | 0 | 0 | 0 | 0 | 0 | 0 | 0 | 0 | 0 | #N/A | - S | #N/A | #N/A | #N/A | #N/A | 0 | #VALUE! | 0 | 0 | #VALUE! | #VALUE! | #VALUE! | #VALUE! | #VALUE! | 0 | #VALUE! | 1
[65 empty] | #VALUE! | #N/A | #N/A | #N/A | #N/A | #N/A | #N/A | #N/A | #N/A | #N/A | #N/A | 0 | #N/A | #N/A | #N/A | #N/A | #N/A | #N/A | #N/A | #N/A | #N/A | #N/A | 0 | #N/A | #VALUE! | #VALUE! |  | #VALUE! | 0 | #VALUE! | #VALUE! |  | #VALUE! | #N/A | #N/A | #N/A | #N/A | 0 | #VALUE! | 0 | 100 | 0 | #N/A | #N/A | #N/A | #N/A | #N/A | #N/A | #N/A | #N/A | 1 slot, 1 way | #N/A | 0 | #DIV/0! | #VALUE! | 0 | 0 | 0 | 2 | #N/A | #VALUE! | #VALUE! | #VALUE! | #VALUE! | #VALUE! | #VALUE! | #VALUE! | #N/A | #N/A | M13 | M17 | M23 | M31 |  |  | TRUE | #DIV/0! | #DIV/0! | 0 | TRUE | TRUE | TRUE | FALSE | TRUE | TRUE | 0 | #VALUE! | #VALUE! |  | #N/A | #N/A |  | 0 | 0 | 0 | 0 | 0 | 0 | 0 | 0 | 0 | 0 | 0 | 0 | 0 | 0 | 0 | 0 | 0 | 0 | 0 | #N/A | - S | #N/A | #N/A | #N/A | #N/A | 0 | #VALUE! | 0 | 0 | #VALUE! | #VALUE! | #VALUE! | #VALUE! | #VALUE! | 0 | #VALUE! | 1
[65 empty] | #VALUE! | #N/A | #N/A | #N/A | #N/A | #N/A | #N/A | #N/A | #N/A | #N/A | #N/A | 0 | #N/A | #N/A | #N/A | #N/A | #N/A | #N/A | #N/A | #N/A | #N/A | #N/A | 0 | #N/A | #VALUE! | #VALUE! |  | #VALUE! | 0 | #VALUE! | #VALUE! |  | #VALUE! | #N/A | #N/A | #N/A | #N/A | 0 | #VALUE! | 0 | 100 | 0 | #N/A | #N/A | #N/A | #N/A | #N/A | #N/A | #N/A | #N/A | 1 slot, 1 way | #N/A | 0 | #DIV/0! | #VALUE! | 0 | 0 | 0 | 2 | #N/A | #VALUE! | #VALUE! | #VALUE! | #VALUE! | #VALUE! | #VALUE! | #VALUE! | #N/A | #N/A | M13 | M17 | M23 | M31 |  |  | TRUE | #DIV/0! | #DIV/0! | 0 | TRUE | TRUE | TRUE | FALSE | TRUE | TRUE | 0 | #VALUE! | #VALUE! |  | #N/A | #N/A |  | 0 | 0 | 0 | 0 | 0 | 0 | 0 | 0 | 0 | 0 | 0 | 0 | 0 | 0 | 0 | 0 | 0 | 0 | 0 | #N/A | - S | #N/A | #N/A | #N/A | #N/A | 0 | #VALUE! | 0 | 0 | #VALUE! | #VALUE! | #VALUE! | #VALUE! | #VALUE! | 0 | #VALUE! | 1
[65 empty] | #VALUE! | #N/A | #N/A | #N/A | #N/A | #N/A | #N/A | #N/A | #N/A | #N/A | #N/A | 0 | #N/A | #N/A | #N/A | #N/A | #N/A | #N/A | #N/A | #N/A | #N/A | #N/A | 0 | #N/A | #VALUE! | #VALUE! |  | #VALUE! | 0 | #VALUE! | #VALUE! |  | #VALUE! | #N/A | #N/A | #N/A | #N/A | 0 | #VALUE! | 0 | 100 | 0 | #N/A | #N/A | #N/A | #N/A | #N/A | #N/A | #N/A | #N/A | 1 slot, 1 way | #N/A | 0 | #DIV/0! | #VALUE! | 0 | 0 | 0 | 2 | #N/A | #VALUE! | #VALUE! | #VALUE! | #VALUE! | #VALUE! | #VALUE! | #VALUE! | #N/A | #N/A | M13 | M17 | M23 | M31 |  |  | TRUE | #DIV/0! | #DIV/0! | 0 | TRUE | TRUE | TRUE | FALSE | TRUE | TRUE | 0 | #VALUE! | #VALUE! |  | #N/A | #N/A |  | 0 | 0 | 0 | 0 | 0 | 0 | 0 | 0 | 0 | 0 | 0 | 0 | 0 | 0 | 0 | 0 | 0 | 0 | 0 | #N/A | - S | #N/A | #N/A | #N/A | #N/A | 0 | #VALUE! | 0 | 0 | #VALUE! | #VALUE! | #VALUE! | #VALUE! | #VALUE! | 0 | #VALUE! | 1
[65 empty] | #VALUE! | #N/A | #N/A | #N/A | #N/A | #N/A | #N/A | #N/A | #N/A | #N/A | #N/A | 0 | #N/A | #N/A | #N/A | #N/A | #N/A | #N/A | #N/A | #N/A | #N/A | #N/A | 0 | #N/A | #VALUE! | #VALUE! |  | #VALUE! | 0 | #VALUE! | #VALUE! |  | #VALUE! | #N/A | #N/A | #N/A | #N/A | 0 | #VALUE! | 0 | 100 | 0 | #N/A | #N/A | #N/A | #N/A | #N/A | #N/A | #N/A | #N/A | 1 slot, 1 way | #N/A | 0 | #DIV/0! | #VALUE! | 0 | 0 | 0 | 2 | #N/A | #VALUE! | #VALUE! | #VALUE! | #VALUE! | #VALUE! | #VALUE! | #VALUE! | #N/A | #N/A | M13 | M17 | M23 | M31 |  |  | TRUE | #DIV/0! | #DIV/0! | 0 | TRUE | TRUE | TRUE | FALSE | TRUE | TRUE | 0 | #VALUE! | #VALUE! |  | #N/A | #N/A |  | 0 | 0 | 0 | 0 | 0 | 0 | 0 | 0 | 0 | 0 | 0 | 0 | 0 | 0 | 0 | 0 | 0 | 0 | 0 | #N/A | - S | #N/A | #N/A | #N/A | #N/A | 0 | #VALUE! | 0 | 0 | #VALUE! | #VALUE! | #VALUE! | #VALUE! | #VALUE! | 0 | #VALUE! | 1
[65 empty] | #VALUE! | #N/A | #N/A | #N/A | #N/A | #N/A | #N/A | #N/A | #N/A | #N/A | #N/A | 0 | #N/A | #N/A | #N/A | #N/A | #N/A | #N/A | #N/A | #N/A | #N/A | #N/A | 0 | #N/A | #VALUE! | #VALUE! |  | #VALUE! | 0 | #VALUE! | #VALUE! |  | #VALUE! | #N/A | #N/A | #N/A | #N/A | 0 | #VALUE! | 0 | 100 | 0 | #N/A | #N/A | #N/A | #N/A | #N/A | #N/A | #N/A | #N/A | 1 slot, 1 way | #N/A | 0 | #DIV/0! | #VALUE! | 0 | 0 | 0 | 2 | #N/A | #VALUE! | #VALUE! | #VALUE! | #VALUE! | #VALUE! | #VALUE! | #VALUE! | #N/A | #N/A | M13 | M17 | M23 | M31 |  |  | TRUE | #DIV/0! | #DIV/0! | 0 | TRUE | TRUE | TRUE | FALSE | TRUE | TRUE | 0 | #VALUE! | #VALUE! |  | #N/A | #N/A |  | 0 | 0 | 0 | 0 | 0 | 0 | 0 | 0 | 0 | 0 | 0 | 0 | 0 | 0 | 0 | 0 | 0 | 0 | 0 | #N/A | - S | #N/A | #N/A | #N/A | #N/A | 0 | #VALUE! | 0 | 0 | #VALUE! | #VALUE! | #VALUE! | #VALUE! | #VALUE! | 0 | #VALUE! | 1
[65 empty] | #VALUE! | #N/A | #N/A | #N/A | #N/A | #N/A | #N/A | #N/A | #N/A | #N/A | #N/A | 0 | #N/A | #N/A | #N/A | #N/A | #N/A | #N/A | #N/A | #N/A | #N/A | #N/A | 0 | #N/A | #VALUE! | #VALUE! |  | #VALUE! | 0 | #VALUE! | #VALUE! |  | #VALUE! | #N/A | #N/A | #N/A | #N/A | 0 | #VALUE! | 0 | 100 | 0 | #N/A | #N/A | #N/A | #N/A | #N/A | #N/A | #N/A | #N/A | 1 slot, 1 way | #N/A | 0 | #DIV/0! | #VALUE! | 0 | 0 | 0 | 2 | #N/A | #VALUE! | #VALUE! | #VALUE! | #VALUE! | #VALUE! | #VALUE! | #VALUE! | #N/A | #N/A | M13 | M17 | M23 | M31 |  |  | TRUE | #DIV/0! | #DIV/0! | 0 | TRUE | TRUE | TRUE | FALSE | TRUE | TRUE | 0 | #VALUE! | #VALUE! |  | #N/A | #N/A |  | 0 | 0 | 0 | 0 | 0 | 0 | 0 | 0 | 0 | 0 | 0 | 0 | 0 | 0 | 0 | 0 | 0 | 0 | 0 | #N/A | - S | #N/A | #N/A | #N/A | #N/A | 0 | #VALUE! | 0 | 0 | #VALUE! | #VALUE! | #VALUE! | #VALUE! | #VALUE! | 0 | #VALUE! | 1
[65 empty] | #VALUE! | #N/A | #N/A | #N/A | #N/A | #N/A | #N/A | #N/A | #N/A | #N/A | #N/A | 0 | #N/A | #N/A | #N/A | #N/A | #N/A | #N/A | #N/A | #N/A | #N/A | #N/A | 0 | #N/A | #VALUE! | #VALUE! |  | #VALUE! | 0 | #VALUE! | #VALUE! |  | #VALUE! | #N/A | #N/A | #N/A | #N/A | 0 | #VALUE! | 0 | 100 | 0 | #N/A | #N/A | #N/A | #N/A | #N/A | #N/A | #N/A | #N/A | 1 slot, 1 way | #N/A | 0 | #DIV/0! | #VALUE! | 0 | 0 | 0 | 2 | #N/A | #VALUE! | #VALUE! | #VALUE! | #VALUE! | #VALUE! | #VALUE! | #VALUE! | #N/A | #N/A | M13 | M17 | M23 | M31 |  |  | TRUE | #DIV/0! | #DIV/0! | 0 | TRUE | TRUE | TRUE | FALSE | TRUE | TRUE | 0 | #VALUE! | #VALUE! |  | #N/A | #N/A |  | 0 | 0 | 0 | 0 | 0 | 0 | 0 | 0 | 0 | 0 | 0 | 0 | 0 | 0 | 0 | 0 | 0 | 0 | 0 | #N/A | - S | #N/A | #N/A | #N/A | #N/A | 0 | #VALUE! | 0 | 0 | #VALUE! | #VALUE! | #VALUE! | #VALUE! | #VALUE! | 0 | #VALUE! | 1
[65 empty] | #VALUE! | #N/A | #N/A | #N/A | #N/A | #N/A | #N/A | #N/A | #N/A | #N/A | #N/A | 0 | #N/A | #N/A | #N/A | #N/A | #N/A | #N/A | #N/A | #N/A | #N/A | #N/A | 0 | #N/A | #VALUE! | #VALUE! |  | #VALUE! | 0 | #VALUE! | #VALUE! |  | #VALUE! | #N/A | #N/A | #N/A | #N/A | 0 | #VALUE! | 0 | 100 | 0 | #N/A | #N/A | #N/A | #N/A | #N/A | #N/A | #N/A | #N/A | 1 slot, 1 way | #N/A | 0 | #DIV/0! | #VALUE! | 0 | 0 | 0 | 2 | #N/A | #VALUE! | #VALUE! | #VALUE! | #VALUE! | #VALUE! | #VALUE! | #VALUE! | #N/A | #N/A | M13 | M17 | M23 | M31 |  |  | TRUE | #DIV/0! | #DIV/0! | 0 | TRUE | TRUE | TRUE | FALSE | TRUE | TRUE | 0 | #VALUE! | #VALUE! |  | #N/A | #N/A |  | 0 | 0 | 0 | 0 | 0 | 0 | 0 | 0 | 0 | 0 | 0 | 0 | 0 | 0 | 0 | 0 | 0 | 0 | 0 | #N/A | - S | #N/A | #N/A | #N/A | #N/A | 0 | #VALUE! | 0 | 0 | #VALUE! | #VALUE! | #VALUE! | #VALUE! | #VALUE! | 0 | #VALUE! | 1
[65 empty] | #VALUE! | #N/A | #N/A | #N/A | #N/A | #N/A | #N/A | #N/A | #N/A | #N/A | #N/A | 0 | #N/A | #N/A | #N/A | #N/A | #N/A | #N/A | #N/A | #N/A | #N/A | #N/A | 0 | #N/A | #VALUE! | #VALUE! |  | #VALUE! | 0 | #VALUE! | #VALUE! |  | #VALUE! | #N/A | #N/A | #N/A | #N/A | 0 | #VALUE! | 0 | 100 | 0 | #N/A | #N/A | #N/A | #N/A | #N/A | #N/A | #N/A | #N/A | 1 slot, 1 way | #N/A | 0 | #DIV/0! | #VALUE! | 0 | 0 | 0 | 2 | #N/A | #VALUE! | #VALUE! | #VALUE! | #VALUE! | #VALUE! | #VALUE! | #VALUE! | #N/A | #N/A | M13 | M17 | M23 | M31 |  |  | TRUE | #DIV/0! | #DIV/0! | 0 | TRUE | TRUE | TRUE | FALSE | TRUE | TRUE | 0 | #VALUE! | #VALUE! |  | #N/A | #N/A |  | 0 | 0 | 0 | 0 | 0 | 0 | 0 | 0 | 0 | 0 | 0 | 0 | 0 | 0 | 0 | 0 | 0 | 0 | 0 | #N/A | - S | #N/A | #N/A | #N/A | #N/A | 0 | #VALUE! | 0 | 0 | #VALUE! | #VALUE! | #VALUE! | #VALUE! | #VALUE! | 0 | #VALUE! | 1
[65 empty] | #VALUE! | #N/A | #N/A | #N/A | #N/A | #N/A | #N/A | #N/A | #N/A | #N/A | #N/A | 0 | #N/A | #N/A | #N/A | #N/A | #N/A | #N/A | #N/A | #N/A | #N/A | #N/A | 0 | #N/A | #VALUE! | #VALUE! |  | #VALUE! | 0 | #VALUE! | #VALUE! |  | #VALUE! | #N/A | #N/A | #N/A | #N/A | 0 | #VALUE! | 0 | 100 | 0 | #N/A | #N/A | #N/A | #N/A | #N/A | #N/A | #N/A | #N/A | 1 slot, 1 way | #N/A | 0 | #DIV/0! | #VALUE! | 0 | 0 | 0 | 2 | #N/A | #VALUE! | #VALUE! | #VALUE! | #VALUE! | #VALUE! | #VALUE! | #VALUE! | #N/A | #N/A | M13 | M17 | M23 | M31 |  |  | TRUE | #DIV/0! | #DIV/0! | 0 | TRUE | TRUE | TRUE | FALSE | TRUE | TRUE | 0 | #VALUE! | #VALUE! |  | #N/A | #N/A |  | 0 | 0 | 0 | 0 | 0 | 0 | 0 | 0 | 0 | 0 | 0 | 0 | 0 | 0 | 0 | 0 | 0 | 0 | 0 | #N/A | - S | #N/A | #N/A | #N/A | #N/A | 0 | #VALUE! | 0 | 0 | #VALUE! | #VALUE! | #VALUE! | #VALUE! | #VALUE! | 0 | #VALUE! | 1
[65 empty] | #VALUE! | #N/A | #N/A | #N/A | #N/A | #N/A | #N/A | #N/A | #N/A | #N/A | #N/A | 0 | #N/A | #N/A | #N/A | #N/A | #N/A | #N/A | #N/A | #N/A | #N/A | #N/A | 0 | #N/A | #VALUE! | #VALUE! |  | #VALUE! | 0 | #VALUE! | #VALUE! |  | #VALUE! | #N/A | #N/A | #N/A | #N/A | 0 | #VALUE! | 0 | 100 | 0 | #N/A | #N/A | #N/A | #N/A | #N/A | #N/A | #N/A | #N/A | 1 slot, 1 way | #N/A | 0 | #DIV/0! | #VALUE! | 0 | 0 | 0 | 2 | #N/A | #VALUE! | #VALUE! | #VALUE! | #VALUE! | #VALUE! | #VALUE! | #VALUE! | #N/A | #N/A | M13 | M17 | M23 | M31 |  |  | TRUE | #DIV/0! | #DIV/0! | 0 | TRUE | TRUE | TRUE | FALSE | TRUE | TRUE | 0 | #VALUE! | #VALUE! |  | #N/A | #N/A |  | 0 | 0 | 0 | 0 | 0 | 0 | 0 | 0 | 0 | 0 | 0 | 0 | 0 | 0 | 0 | 0 | 0 | 0 | 0 | #N/A | - S | #N/A | #N/A | #N/A | #N/A | 0 | #VALUE! | 0 | 0 | #VALUE! | #VALUE! | #VALUE! | #VALUE! | #VALUE! | 0 | #VALUE! | 1
[65 empty] | #VALUE! | #N/A | #N/A | #N/A | #N/A | #N/A | #N/A | #N/A | #N/A | #N/A | #N/A | 0 | #N/A | #N/A | #N/A | #N/A | #N/A | #N/A | #N/A | #N/A | #N/A | #N/A | 0 | #N/A | #VALUE! | #VALUE! |  | #VALUE! | 0 | #VALUE! | #VALUE! |  | #VALUE! | #N/A | #N/A | #N/A | #N/A | 0 | #VALUE! | 0 | 100 | 0 | #N/A | #N/A | #N/A | #N/A | #N/A | #N/A | #N/A | #N/A | 1 slot, 1 way | #N/A | 0 | #DIV/0! | #VALUE! | 0 | 0 | 0 | 2 | #N/A | #VALUE! | #VALUE! | #VALUE! | #VALUE! | #VALUE! | #VALUE! | #VALUE! | #N/A | #N/A | M13 | M17 | M23 | M31 |  |  | TRUE | #DIV/0! | #DIV/0! | 0 | TRUE | TRUE | TRUE | FALSE | TRUE | TRUE | 0 | #VALUE! | #VALUE! |  | #N/A | #N/A |  | 0 | 0 | 0 | 0 | 0 | 0 | 0 | 0 | 0 | 0 | 0 | 0 | 0 | 0 | 0 | 0 | 0 | 0 | 0 | #N/A | - S | #N/A | #N/A | #N/A | #N/A | 0 | #VALUE! | 0 | 0 | #VALUE! | #VALUE! | #VALUE! | #VALUE! | #VALUE! | 0 | #VALUE! | 1
[65 empty] | #VALUE! | #N/A | #N/A | #N/A | #N/A | #N/A | #N/A | #N/A | #N/A | #N/A | #N/A | 0 | #N/A | #N/A | #N/A | #N/A | #N/A | #N/A | #N/A | #N/A | #N/A | #N/A | 0 | #N/A | #VALUE! | #VALUE! |  | #VALUE! | 0 | #VALUE! | #VALUE! |  | #VALUE! | #N/A | #N/A | #N/A | #N/A | 0 | #VALUE! | 0 | 100 | 0 | #N/A | #N/A | #N/A | #N/A | #N/A | #N/A | #N/A | #N/A | 1 slot, 1 way | #N/A | 0 | #DIV/0! | #VALUE! | 0 | 0 | 0 | 2 | #N/A | #VALUE! | #VALUE! | #VALUE! | #VALUE! | #VALUE! | #VALUE! | #VALUE! | #N/A | #N/A | M13 | M17 | M23 | M31 |  |  | TRUE | #DIV/0! | #DIV/0! | 0 | TRUE | TRUE | TRUE | FALSE | TRUE | TRUE | 0 | #VALUE! | #VALUE! |  | #N/A | #N/A |  | 0 | 0 | 0 | 0 | 0 | 0 | 0 | 0 | 0 | 0 | 0 | 0 | 0 | 0 | 0 | 0 | 0 | 0 | 0 | #N/A | - S | #N/A | #N/A | #N/A | #N/A | 0 | #VALUE! | 0 | 0 | #VALUE! | #VALUE! | #VALUE! | #VALUE! | #VALUE! | 0 | #VALUE! | 1
[65 empty] | #VALUE! | #N/A | #N/A | #N/A | #N/A | #N/A | #N/A | #N/A | #N/A | #N/A | #N/A | 0 | #N/A | #N/A | #N/A | #N/A | #N/A | #N/A | #N/A | #N/A | #N/A | #N/A | 0 | #N/A | #VALUE! | #VALUE! |  | #VALUE! | 0 | #VALUE! | #VALUE! |  | #VALUE! | #N/A | #N/A | #N/A | #N/A | 0 | #VALUE! | 0 | 100 | 0 | #N/A | #N/A | #N/A | #N/A | #N/A | #N/A | #N/A | #N/A | 1 slot, 1 way | #N/A | 0 | #DIV/0! | #VALUE! | 0 | 0 | 0 | 2 | #N/A | #VALUE! | #VALUE! | #VALUE! | #VALUE! | #VALUE! | #VALUE! | #VALUE! | #N/A | #N/A | M13 | M17 | M23 | M31 |  |  | TRUE | #DIV/0! | #DIV/0! | 0 | TRUE | TRUE | TRUE | FALSE | TRUE | TRUE | 0 | #VALUE! | #VALUE! |  | #N/A | #N/A |  | 0 | 0 | 0 | 0 | 0 | 0 | 0 | 0 | 0 | 0 | 0 | 0 | 0 | 0 | 0 | 0 | 0 | 0 | 0 | #N/A | - S | #N/A | #N/A | #N/A | #N/A | 0 | #VALUE! | 0 | 0 | #VALUE! | #VALUE! | #VALUE! | #VALUE! | #VALUE! | 0 | #VALUE! | 1
[65 empty] | #VALUE! | #N/A | #N/A | #N/A | #N/A | #N/A | #N/A | #N/A | #N/A | #N/A | #N/A | 0 | #N/A | #N/A | #N/A | #N/A | #N/A | #N/A | #N/A | #N/A | #N/A | #N/A | 0 | #N/A | #VALUE! | #VALUE! |  | #VALUE! | 0 | #VALUE! | #VALUE! |  | #VALUE! | #N/A | #N/A | #N/A | #N/A | 0 | #VALUE! | 0 | 100 | 0 | #N/A | #N/A | #N/A | #N/A | #N/A | #N/A | #N/A | #N/A | 1 slot, 1 way | #N/A | 0 | #DIV/0! | #VALUE! | 0 | 0 | 0 | 2 | #N/A | #VALUE! | #VALUE! | #VALUE! | #VALUE! | #VALUE! | #VALUE! | #VALUE! | #N/A | #N/A | M13 | M17 | M23 | M31 |  |  | TRUE | #DIV/0! | #DIV/0! | 0 | TRUE | TRUE | TRUE | FALSE | TRUE | TRUE | 0 | #VALUE! | #VALUE! |  | #N/A | #N/A |  | 0 | 0 | 0 | 0 | 0 | 0 | 0 | 0 | 0 | 0 | 0 | 0 | 0 | 0 | 0 | 0 | 0 | 0 | 0 | #N/A | - S | #N/A | #N/A | #N/A | #N/A | 0 | #VALUE! | 0 | 0 | #VALUE! | #VALUE! | #VALUE! | #VALUE! | #VALUE! | 0 | #VALUE! | 1
[65 empty] | #VALUE! | #N/A | #N/A | #N/A | #N/A | #N/A | #N/A | #N/A | #N/A | #N/A | #N/A | 0 | #N/A | #N/A | #N/A | #N/A | #N/A | #N/A | #N/A | #N/A | #N/A | #N/A | 0 | #N/A | #VALUE! | #VALUE! |  | #VALUE! | 0 | #VALUE! | #VALUE! |  | #VALUE! | #N/A | #N/A | #N/A | #N/A | 0 | #VALUE! | 0 | 100 | 0 | #N/A | #N/A | #N/A | #N/A | #N/A | #N/A | #N/A | #N/A | 1 slot, 1 way | #N/A | 0 | #DIV/0! | #VALUE! | 0 | 0 | 0 | 2 | #N/A | #VALUE! | #VALUE! | #VALUE! | #VALUE! | #VALUE! | #VALUE! | #VALUE! | #N/A | #N/A | M13 | M17 | M23 | M31 |  |  | TRUE | #DIV/0! | #DIV/0! | 0 | TRUE | TRUE | TRUE | FALSE | TRUE | TRUE | 0 | #VALUE! | #VALUE! |  | #N/A | #N/A |  | 0 | 0 | 0 | 0 | 0 | 0 | 0 | 0 | 0 | 0 | 0 | 0 | 0 | 0 | 0 | 0 | 0 | 0 | 0 | #N/A | - S | #N/A | #N/A | #N/A | #N/A | 0 | #VALUE! | 0 | 0 | #VALUE! | #VALUE! | #VALUE! | #VALUE! | #VALUE! | 0 | #VALUE! | 1
[65 empty] | #VALUE! | #N/A | #N/A | #N/A | #N/A | #N/A | #N/A | #N/A | #N/A | #N/A | #N/A | 0 | #N/A | #N/A | #N/A | #N/A | #N/A | #N/A | #N/A | #N/A | #N/A | #N/A | 0 | #N/A | #VALUE! | #VALUE! |  | #VALUE! | 0 | #VALUE! | #VALUE! |  | #VALUE! | #N/A | #N/A | #N/A | #N/A | 0 | #VALUE! | 0 | 100 | 0 | #N/A | #N/A | #N/A | #N/A | #N/A | #N/A | #N/A | #N/A | 1 slot, 1 way | #N/A | 0 | #DIV/0! | #VALUE! | 0 | 0 | 0 | 2 | #N/A | #VALUE! | #VALUE! | #VALUE! | #VALUE! | #VALUE! | #VALUE! | #VALUE! | #N/A | #N/A | M13 | M17 | M23 | M31 |  |  | TRUE | #DIV/0! | #DIV/0! | 0 | TRUE | TRUE | TRUE | FALSE | TRUE | TRUE | 0 | #VALUE! | #VALUE! |  | #N/A | #N/A |  | 0 | 0 | 0 | 0 | 0 | 0 | 0 | 0 | 0 | 0 | 0 | 0 | 0 | 0 | 0 | 0 | 0 | 0 | 0 | #N/A | - S | #N/A | #N/A | #N/A | #N/A | 0 | #VALUE! | 0 | 0 | #VALUE! | #VALUE! | #VALUE! | #VALUE! | #VALUE! | 0 | #VALUE! | 1
[65 empty] | #VALUE! | #N/A | #N/A | #N/A | #N/A | #N/A | #N/A | #N/A | #N/A | #N/A | #N/A | 0 | #N/A | #N/A | #N/A | #N/A | #N/A | #N/A | #N/A | #N/A | #N/A | #N/A | 0 | #N/A | #VALUE! | #VALUE! |  | #VALUE! | 0 | #VALUE! | #VALUE! |  | #VALUE! | #N/A | #N/A | #N/A | #N/A | 0 | #VALUE! | 0 | 100 | 0 | #N/A | #N/A | #N/A | #N/A | #N/A | #N/A | #N/A | #N/A | 1 slot, 1 way | #N/A | 0 | #DIV/0! | #VALUE! | 0 | 0 | 0 | 2 | #N/A | #VALUE! | #VALUE! | #VALUE! | #VALUE! | #VALUE! | #VALUE! | #VALUE! | #N/A | #N/A | M13 | M17 | M23 | M31 |  |  | TRUE | #DIV/0! | #DIV/0! | 0 | TRUE | TRUE | TRUE | FALSE | TRUE | TRUE | 0 | #VALUE! | #VALUE! |  | #N/A | #N/A |  | 0 | 0 | 0 | 0 | 0 | 0 | 0 | 0 | 0 | 0 | 0 | 0 | 0 | 0 | 0 | 0 | 0 | 0 | 0 | #N/A | - S | #N/A | #N/A | #N/A | #N/A | 0 | #VALUE! | 0 | 0 | #VALUE! | #VALUE! | #VALUE! | #VALUE! | #VALUE! | 0 | #VALUE! | 1
[65 empty] | #VALUE! | #N/A | #N/A | #N/A | #N/A | #N/A | #N/A | #N/A | #N/A | #N/A | #N/A | 0 | #N/A | #N/A | #N/A | #N/A | #N/A | #N/A | #N/A | #N/A | #N/A | #N/A | 0 | #N/A | #VALUE! | #VALUE! |  | #VALUE! | 0 | #VALUE! | #VALUE! |  | #VALUE! | #N/A | #N/A | #N/A | #N/A | 0 | #VALUE! | 0 | 100 | 0 | #N/A | #N/A | #N/A | #N/A | #N/A | #N/A | #N/A | #N/A | 1 slot, 1 way | #N/A | 0 | #DIV/0! | #VALUE! | 0 | 0 | 0 | 2 | #N/A | #VALUE! | #VALUE! | #VALUE! | #VALUE! | #VALUE! | #VALUE! | #VALUE! | #N/A | #N/A | M13 | M17 | M23 | M31 |  |  | TRUE | #DIV/0! | #DIV/0! | 0 | TRUE | TRUE | TRUE | FALSE | TRUE | TRUE | 0 | #VALUE! | #VALUE! |  | #N/A | #N/A |  | 0 | 0 | 0 | 0 | 0 | 0 | 0 | 0 | 0 | 0 | 0 | 0 | 0 | 0 | 0 | 0 | 0 | 0 | 0 | #N/A | - S | #N/A | #N/A | #N/A | #N/A | 0 | #VALUE! | 0 | 0 | #VALUE! | #VALUE! | #VALUE! | #VALUE! | #VALUE! | 0 | #VALUE! | 1
[65 empty] | #VALUE! | #N/A | #N/A | #N/A | #N/A | #N/A | #N/A | #N/A | #N/A | #N/A | #N/A | 0 | #N/A | #N/A | #N/A | #N/A | #N/A | #N/A | #N/A | #N/A | #N/A | #N/A | 0 | #N/A | #VALUE! | #VALUE! |  | #VALUE! | 0 | #VALUE! | #VALUE! |  | #VALUE! | #N/A | #N/A | #N/A | #N/A | 0 | #VALUE! | 0 | 100 | 0 | #N/A | #N/A | #N/A | #N/A | #N/A | #N/A | #N/A | #N/A | 1 slot, 1 way | #N/A | 0 | #DIV/0! | #VALUE! | 0 | 0 | 0 | 2 | #N/A | #VALUE! | #VALUE! | #VALUE! | #VALUE! | #VALUE! | #VALUE! | #VALUE! | #N/A | #N/A | M13 | M17 | M23 | M31 |  |  | TRUE | #DIV/0! | #DIV/0! | 0 | TRUE | TRUE | TRUE | FALSE | TRUE | TRUE | 0 | #VALUE! | #VALUE! |  | #N/A | #N/A |  | 0 | 0 | 0 | 0 | 0 | 0 | 0 | 0 | 0 | 0 | 0 | 0 | 0 | 0 | 0 | 0 | 0 | 0 | 0 | #N/A | - S | #N/A | #N/A | #N/A | #N/A | 0 | #VALUE! | 0 | 0 | #VALUE! | #VALUE! | #VALUE! | #VALUE! | #VALUE! | 0 | #VALUE! | 1
[65 empty] | #VALUE! | #N/A | #N/A | #N/A | #N/A | #N/A | #N/A | #N/A | #N/A | #N/A | #N/A | 0 | #N/A | #N/A | #N/A | #N/A | #N/A | #N/A | #N/A | #N/A | #N/A | #N/A | 0 | #N/A | #VALUE! | #VALUE! |  | #VALUE! | 0 | #VALUE! | #VALUE! |  | #VALUE! | #N/A | #N/A | #N/A | #N/A | 0 | #VALUE! | 0 | 100 | 0 | #N/A | #N/A | #N/A | #N/A | #N/A | #N/A | #N/A | #N/A | 1 slot, 1 way | #N/A | 0 | #DIV/0! | #VALUE! | 0 | 0 | 0 | 2 | #N/A | #VALUE! | #VALUE! | #VALUE! | #VALUE! | #VALUE! | #VALUE! | #VALUE! | #N/A | #N/A | M13 | M17 | M23 | M31 |  |  | TRUE | #DIV/0! | #DIV/0! | 0 | TRUE | TRUE | TRUE | FALSE | TRUE | TRUE | 0 | #VALUE! | #VALUE! |  | #N/A | #N/A |  | 0 | 0 | 0 | 0 | 0 | 0 | 0 | 0 | 0 | 0 | 0 | 0 | 0 | 0 | 0 | 0 | 0 | 0 | 0 | #N/A | - S | #N/A | #N/A | #N/A | #N/A | 0 | #VALUE! | 0 | 0 | #VALUE! | #VALUE! | #VALUE! | #VALUE! | #VALUE! | 0 | #VALUE! | 1
[65 empty] | #VALUE! | #N/A | #N/A | #N/A | #N/A | #N/A | #N/A | #N/A | #N/A | #N/A | #N/A | 0 | #N/A | #N/A | #N/A | #N/A | #N/A | #N/A | #N/A | #N/A | #N/A | #N/A | 0 | #N/A | #VALUE! | #VALUE! |  | #VALUE! | 0 | #VALUE! | #VALUE! |  | #VALUE! | #N/A | #N/A | #N/A | #N/A | 0 | #VALUE! | 0 | 100 | 0 | #N/A | #N/A | #N/A | #N/A | #N/A | #N/A | #N/A | #N/A | 1 slot, 1 way | #N/A | 0 | #DIV/0! | #VALUE! | 0 | 0 | 0 | 2 | #N/A | #VALUE! | #VALUE! | #VALUE! | #VALUE! | #VALUE! | #VALUE! | #VALUE! | #N/A | #N/A | M13 | M17 | M23 | M31 |  |  | TRUE | #DIV/0! | #DIV/0! | 0 | TRUE | TRUE | TRUE | FALSE | TRUE | TRUE | 0 | #VALUE! | #VALUE! |  | #N/A | #N/A |  | 0 | 0 | 0 | 0 | 0 | 0 | 0 | 0 | 0 | 0 | 0 | 0 | 0 | 0 | 0 | 0 | 0 | 0 | 0 | #N/A | - S | #N/A | #N/A | #N/A | #N/A | 0 | #VALUE! | 0 | 0 | #VALUE! | #VALUE! | #VALUE! | #VALUE! | #VALUE! | 0 | #VALUE! | 1
[65 empty] | #VALUE! | #N/A | #N/A | #N/A | #N/A | #N/A | #N/A | #N/A | #N/A | #N/A | #N/A | 0 | #N/A | #N/A | #N/A | #N/A | #N/A | #N/A | #N/A | #N/A | #N/A | #N/A | 0 | #N/A | #VALUE! | #VALUE! |  | #VALUE! | 0 | #VALUE! | #VALUE! |  | #VALUE! | #N/A | #N/A | #N/A | #N/A | 0 | #VALUE! | 0 | 100 | 0 | #N/A | #N/A | #N/A | #N/A | #N/A | #N/A | #N/A | #N/A | 1 slot, 1 way | #N/A | 0 | #DIV/0! | #VALUE! | 0 | 0 | 0 | 2 | #N/A | #VALUE! | #VALUE! | #VALUE! | #VALUE! | #VALUE! | #VALUE! | #VALUE! | #N/A | #N/A | M13 | M17 | M23 | M31 |  |  | TRUE | #DIV/0! | #DIV/0! | 0 | TRUE | TRUE | TRUE | FALSE | TRUE | TRUE | 0 | #VALUE! | #VALUE! |  | #N/A | #N/A |  | 0 | 0 | 0 | 0 | 0 | 0 | 0 | 0 | 0 | 0 | 0 | 0 | 0 | 0 | 0 | 0 | 0 | 0 | 0 | #N/A | - S | #N/A | #N/A | #N/A | #N/A | 0 | #VALUE! | 0 | 0 | #VALUE! | #VALUE! | #VALUE! | #VALUE! | #VALUE! | 0 | #VALUE! | 1
[65 empty] | #VALUE! | #N/A | #N/A | #N/A | #N/A | #N/A | #N/A | #N/A | #N/A | #N/A | #N/A | 0 | #N/A | #N/A | #N/A | #N/A | #N/A | #N/A | #N/A | #N/A | #N/A | #N/A | 0 | #N/A | #VALUE! | #VALUE! |  | #VALUE! | 0 | #VALUE! | #VALUE! |  | #VALUE! | #N/A | #N/A | #N/A | #N/A | 0 | #VALUE! | 0 | 100 | 0 | #N/A | #N/A | #N/A | #N/A | #N/A | #N/A | #N/A | #N/A | 1 slot, 1 way | #N/A | 0 | #DIV/0! | #VALUE! | 0 | 0 | 0 | 2 | #N/A | #VALUE! | #VALUE! | #VALUE! | #VALUE! | #VALUE! | #VALUE! | #VALUE! | #N/A | #N/A | M13 | M17 | M23 | M31 |  |  | TRUE | #DIV/0! | #DIV/0! | 0 | TRUE | TRUE | TRUE | FALSE | TRUE | TRUE | 0 | #VALUE! | #VALUE! |  | #N/A | #N/A |  | 0 | 0 | 0 | 0 | 0 | 0 | 0 | 0 | 0 | 0 | 0 | 0 | 0 | 0 | 0 | 0 | 0 | 0 | 0 | #N/A | - S | #N/A | #N/A | #N/A | #N/A | 0 | #VALUE! | 0 | 0 | #VALUE! | #VALUE! | #VALUE! | #VALUE! | #VALUE! | 0 | #VALUE! | 1
[65 empty] | #VALUE! | #N/A | #N/A | #N/A | #N/A | #N/A | #N/A | #N/A | #N/A | #N/A | #N/A | 0 | #N/A | #N/A | #N/A | #N/A | #N/A | #N/A | #N/A | #N/A | #N/A | #N/A | 0 | #N/A | #VALUE! | #VALUE! |  | #VALUE! | 0 | #VALUE! | #VALUE! |  | #VALUE! | #N/A | #N/A | #N/A | #N/A | 0 | #VALUE! | 0 | 100 | 0 | #N/A | #N/A | #N/A | #N/A | #N/A | #N/A | #N/A | #N/A | 1 slot, 1 way | #N/A | 0 | #DIV/0! | #VALUE! | 0 | 0 | 0 | 2 | #N/A | #VALUE! | #VALUE! | #VALUE! | #VALUE! | #VALUE! | #VALUE! | #VALUE! | #N/A | #N/A | M13 | M17 | M23 | M31 |  |  | TRUE | #DIV/0! | #DIV/0! | 0 | TRUE | TRUE | TRUE | FALSE | TRUE | TRUE | 0 | #VALUE! | #VALUE! |  | #N/A | #N/A |  | 0 | 0 | 0 | 0 | 0 | 0 | 0 | 0 | 0 | 0 | 0 | 0 | 0 | 0 | 0 | 0 | 0 | 0 | 0 | #N/A | - S | #N/A | #N/A | #N/A | #N/A | 0 | #VALUE! | 0 | 0 | #VALUE! | #VALUE! | #VALUE! | #VALUE! | #VALUE! | 0 | #VALUE! | 1
[65 empty] | #VALUE! | #N/A | #N/A | #N/A | #N/A | #N/A | #N/A | #N/A | #N/A | #N/A | #N/A | 0 | #N/A | #N/A | #N/A | #N/A | #N/A | #N/A | #N/A | #N/A | #N/A | #N/A | 0 | #N/A | #VALUE! | #VALUE! |  | #VALUE! | 0 | #VALUE! | #VALUE! |  | #VALUE! | #N/A | #N/A | #N/A | #N/A | 0 | #VALUE! | 0 | 100 | 0 | #N/A | #N/A | #N/A | #N/A | #N/A | #N/A | #N/A | #N/A | 1 slot, 1 way | #N/A | 0 | #DIV/0! | #VALUE! | 0 | 0 | 0 | 2 | #N/A | #VALUE! | #VALUE! | #VALUE! | #VALUE! | #VALUE! | #VALUE! | #VALUE! | #N/A | #N/A | M13 | M17 | M23 | M31 |  |  | TRUE | #DIV/0! | #DIV/0! | 0 | TRUE | TRUE | TRUE | FALSE | TRUE | TRUE | 0 | #VALUE! | #VALUE! |  | #N/A | #N/A |  | 0 | 0 | 0 | 0 | 0 | 0 | 0 | 0 | 0 | 0 | 0 | 0 | 0 | 0 | 0 | 0 | 0 | 0 | 0 | #N/A | - S | #N/A | #N/A | #N/A | #N/A | 0 | #VALUE! | 0 | 0 | #VALUE! | #VALUE! | #VALUE! | #VALUE! | #VALUE! | 0 | #VALUE! | 1
[65 empty] | #VALUE! | #N/A | #N/A | #N/A | #N/A | #N/A | #N/A | #N/A | #N/A | #N/A | #N/A | 0 | #N/A | #N/A | #N/A | #N/A | #N/A | #N/A | #N/A | #N/A | #N/A | #N/A | 0 | #N/A | #VALUE! | #VALUE! |  | #VALUE! | 0 | #VALUE! | #VALUE! |  | #VALUE! | #N/A | #N/A | #N/A | #N/A | 0 | #VALUE! | 0 | 100 | 0 | #N/A | #N/A | #N/A | #N/A | #N/A | #N/A | #N/A | #N/A | 1 slot, 1 way | #N/A | 0 | #DIV/0! | #VALUE! | 0 | 0 | 0 | 2 | #N/A | #VALUE! | #VALUE! | #VALUE! | #VALUE! | #VALUE! | #VALUE! | #VALUE! | #N/A | #N/A | M13 | M17 | M23 | M31 |  |  | TRUE | #DIV/0! | #DIV/0! | 0 | TRUE | TRUE | TRUE | FALSE | TRUE | TRUE | 0 | #VALUE! | #VALUE! |  | #N/A | #N/A |  | 0 | 0 | 0 | 0 | 0 | 0 | 0 | 0 | 0 | 0 | 0 | 0 | 0 | 0 | 0 | 0 | 0 | 0 | 0 | #N/A | - S | #N/A | #N/A | #N/A | #N/A | 0 | #VALUE! | 0 | 0 | #VALUE! | #VALUE! | #VALUE! | #VALUE! | #VALUE! | 0 | #VALUE! | 1
[65 empty] | #VALUE! | #N/A | #N/A | #N/A | #N/A | #N/A | #N/A | #N/A | #N/A | #N/A | #N/A | 0 | #N/A | #N/A | #N/A | #N/A | #N/A | #N/A | #N/A | #N/A | #N/A | #N/A | 0 | #N/A | #VALUE! | #VALUE! |  | #VALUE! | 0 | #VALUE! | #VALUE! |  | #VALUE! | #N/A | #N/A | #N/A | #N/A | 0 | #VALUE! | 0 | 100 | 0 | #N/A | #N/A | #N/A | #N/A | #N/A | #N/A | #N/A | #N/A | 1 slot, 1 way | #N/A | 0 | #DIV/0! | #VALUE! | 0 | 0 | 0 | 2 | #N/A | #VALUE! | #VALUE! | #VALUE! | #VALUE! | #VALUE! | #VALUE! | #VALUE! | #N/A | #N/A | M13 | M17 | M23 | M31 |  |  | TRUE | #DIV/0! | #DIV/0! | 0 | TRUE | TRUE | TRUE | FALSE | TRUE | TRUE | 0 | #VALUE! | #VALUE! |  | #N/A | #N/A |  | 0 | 0 | 0 | 0 | 0 | 0 | 0 | 0 | 0 | 0 | 0 | 0 | 0 | 0 | 0 | 0 | 0 | 0 | 0 | #N/A | - S | #N/A | #N/A | #N/A | #N/A | 0 | #VALUE! | 0 | 0 | #VALUE! | #VALUE! | #VALUE! | #VALUE! | #VALUE! | 0 | #VALUE! | 1
[65 empty] | #VALUE! | #N/A | #N/A | #N/A | #N/A | #N/A | #N/A | #N/A | #N/A | #N/A | #N/A | 0 | #N/A | #N/A | #N/A | #N/A | #N/A | #N/A | #N/A | #N/A | #N/A | #N/A | 0 | #N/A | #VALUE! | #VALUE! |  | #VALUE! | 0 | #VALUE! | #VALUE! |  | #VALUE! | #N/A | #N/A | #N/A | #N/A | 0 | #VALUE! | 0 | 100 | 0 | #N/A | #N/A | #N/A | #N/A | #N/A | #N/A | #N/A | #N/A | 1 slot, 1 way | #N/A | 0 | #DIV/0! | #VALUE! | 0 | 0 | 0 | 2 | #N/A | #VALUE! | #VALUE! | #VALUE! | #VALUE! | #VALUE! | #VALUE! | #VALUE! | #N/A | #N/A | M13 | M17 | M23 | M31 |  |  | TRUE | #DIV/0! | #DIV/0! | 0 | TRUE | TRUE | TRUE | FALSE | TRUE | TRUE | 0 | #VALUE! | #VALUE! |  | #N/A | #N/A |  | 0 | 0 | 0 | 0 | 0 | 0 | 0 | 0 | 0 | 0 | 0 | 0 | 0 | 0 | 0 | 0 | 0 | 0 | 0 | #N/A | - S | #N/A | #N/A | #N/A | #N/A | 0 | #VALUE! | 0 | 0 | #VALUE! | #VALUE! | #VALUE! | #VALUE! | #VALUE! | 0 | #VALUE! | 1
[65 empty] | #VALUE! | #N/A | #N/A | #N/A | #N/A | #N/A | #N/A | #N/A | #N/A | #N/A | #N/A | 0 | #N/A | #N/A | #N/A | #N/A | #N/A | #N/A | #N/A | #N/A | #N/A | #N/A | 0 | #N/A | #VALUE! | #VALUE! |  | #VALUE! | 0 | #VALUE! | #VALUE! |  | #VALUE! | #N/A | #N/A | #N/A | #N/A | 0 | #VALUE! | 0 | 100 | 0 | #N/A | #N/A | #N/A | #N/A | #N/A | #N/A | #N/A | #N/A | 1 slot, 1 way | #N/A | 0 | #DIV/0! | #VALUE! | 0 | 0 | 0 | 2 | #N/A | #VALUE! | #VALUE! | #VALUE! | #VALUE! | #VALUE! | #VALUE! | #VALUE! | #N/A | #N/A | M13 | M17 | M23 | M31 |  |  | TRUE | #DIV/0! | #DIV/0! | 0 | TRUE | TRUE | TRUE | FALSE | TRUE | TRUE | 0 | #VALUE! | #VALUE! |  | #N/A | #N/A |  | 0 | 0 | 0 | 0 | 0 | 0 | 0 | 0 | 0 | 0 | 0 | 0 | 0 | 0 | 0 | 0 | 0 | 0 | 0 | #N/A | - S | #N/A | #N/A | #N/A | #N/A | 0 | #VALUE! | 0 | 0 | #VALUE! | #VALUE! | #VALUE! | #VALUE! | #VALUE! | 0 | #VALUE! | 1
[65 empty] | #VALUE! | #N/A | #N/A | #N/A | #N/A | #N/A | #N/A | #N/A | #N/A | #N/A | #N/A | 0 | #N/A | #N/A | #N/A | #N/A | #N/A | #N/A | #N/A | #N/A | #N/A | #N/A | 0 | #N/A | #VALUE! | #VALUE! |  | #VALUE! | 0 | #VALUE! | #VALUE! |  | #VALUE! | #N/A | #N/A | #N/A | #N/A | 0 | #VALUE! | 0 | 100 | 0 | #N/A | #N/A | #N/A | #N/A | #N/A | #N/A | #N/A | #N/A | 1 slot, 1 way | #N/A | 0 | #DIV/0! | #VALUE! | 0 | 0 | 0 | 2 | #N/A | #VALUE! | #VALUE! | #VALUE! | #VALUE! | #VALUE! | #VALUE! | #VALUE! | #N/A | #N/A | M13 | M17 | M23 | M31 |  |  | TRUE | #DIV/0! | #DIV/0! | 0 | TRUE | TRUE | TRUE | FALSE | TRUE | TRUE | 0 | #VALUE! | #VALUE! |  | #N/A | #N/A |  | 0 | 0 | 0 | 0 | 0 | 0 | 0 | 0 | 0 | 0 | 0 | 0 | 0 | 0 | 0 | 0 | 0 | 0 | 0 | #N/A | - S | #N/A | #N/A | #N/A | #N/A | 0 | #VALUE! | 0 | 0 | #VALUE! | #VALUE! | #VALUE! | #VALUE! | #VALUE! | 0 | #VALUE! | 1
[65 empty] | #VALUE! | #N/A | #N/A | #N/A | #N/A | #N/A | #N/A | #N/A | #N/A | #N/A | #N/A | 0 | #N/A | #N/A | #N/A | #N/A | #N/A | #N/A | #N/A | #N/A | #N/A | #N/A | 0 | #N/A | #VALUE! | #VALUE! |  | #VALUE! | 0 | #VALUE! | #VALUE! |  | #VALUE! | #N/A | #N/A | #N/A | #N/A | 0 | #VALUE! | 0 | 100 | 0 | #N/A | #N/A | #N/A | #N/A | #N/A | #N/A | #N/A | #N/A | 1 slot, 1 way | #N/A | 0 | #DIV/0! | #VALUE! | 0 | 0 | 0 | 2 | #N/A | #VALUE! | #VALUE! | #VALUE! | #VALUE! | #VALUE! | #VALUE! | #VALUE! | #N/A | #N/A | M13 | M17 | M23 | M31 |  |  | TRUE | #DIV/0! | #DIV/0! | 0 | TRUE | TRUE | TRUE | FALSE | TRUE | TRUE | 0 | #VALUE! | #VALUE! |  | #N/A | #N/A |  | 0 | 0 | 0 | 0 | 0 | 0 | 0 | 0 | 0 | 0 | 0 | 0 | 0 | 0 | 0 | 0 | 0 | 0 | 0 | #N/A | - S | #N/A | #N/A | #N/A | #N/A | 0 | #VALUE! | 0 | 0 | #VALUE! | #VALUE! | #VALUE! | #VALUE! | #VALUE! | 0 | #VALUE! | 1
[65 empty] | #VALUE! | #N/A | #N/A | #N/A | #N/A | #N/A | #N/A | #N/A | #N/A | #N/A | #N/A | 0 | #N/A | #N/A | #N/A | #N/A | #N/A | #N/A | #N/A | #N/A | #N/A | #N/A | 0 | #N/A | #VALUE! | #VALUE! |  | #VALUE! | 0 | #VALUE! | #VALUE! |  | #VALUE! | #N/A | #N/A | #N/A | #N/A | 0 | #VALUE! | 0 | 100 | 0 | #N/A | #N/A | #N/A | #N/A | #N/A | #N/A | #N/A | #N/A | 1 slot, 1 way | #N/A | 0 | #DIV/0! | #VALUE! | 0 | 0 | 0 | 2 | #N/A | #VALUE! | #VALUE! | #VALUE! | #VALUE! | #VALUE! | #VALUE! | #VALUE! | #N/A | #N/A | M13 | M17 | M23 | M31 |  |  | TRUE | #DIV/0! | #DIV/0! | 0 | TRUE | TRUE | TRUE | FALSE | TRUE | TRUE | 0 | #VALUE! | #VALUE! |  | #N/A | #N/A |  | 0 | 0 | 0 | 0 | 0 | 0 | 0 | 0 | 0 | 0 | 0 | 0 | 0 | 0 | 0 | 0 | 0 | 0 | 0 | #N/A | - S | #N/A | #N/A | #N/A | #N/A | 0 | #VALUE! | 0 | 0 | #VALUE! | #VALUE! | #VALUE! | #VALUE! | #VALUE! | 0 | #VALUE! | 1
[65 empty] | #VALUE! | #N/A | #N/A | #N/A | #N/A | #N/A | #N/A | #N/A | #N/A | #N/A | #N/A | 0 | #N/A | #N/A | #N/A | #N/A | #N/A | #N/A | #N/A | #N/A | #N/A | #N/A | 0 | #N/A | #VALUE! | #VALUE! |  | #VALUE! | 0 | #VALUE! | #VALUE! |  | #VALUE! | #N/A | #N/A | #N/A | #N/A | 0 | #VALUE! | 0 | 100 | 0 | #N/A | #N/A | #N/A | #N/A | #N/A | #N/A | #N/A | #N/A | 1 slot, 1 way | #N/A | 0 | #DIV/0! | #VALUE! | 0 | 0 | 0 | 2 | #N/A | #VALUE! | #VALUE! | #VALUE! | #VALUE! | #VALUE! | #VALUE! | #VALUE! | #N/A | #N/A | M13 | M17 | M23 | M31 |  |  | TRUE | #DIV/0! | #DIV/0! | 0 | TRUE | TRUE | TRUE | FALSE | TRUE | TRUE | 0 | #VALUE! | #VALUE! |  | #N/A | #N/A |  | 0 | 0 | 0 | 0 | 0 | 0 | 0 | 0 | 0 | 0 | 0 | 0 | 0 | 0 | 0 | 0 | 0 | 0 | 0 | #N/A | - S | #N/A | #N/A | #N/A | #N/A | 0 | #VALUE! | 0 | 0 | #VALUE! | #VALUE! | #VALUE! | #VALUE! | #VALUE! | 0 | #VALUE! | 1
[65 empty] | #VALUE! | #N/A | #N/A | #N/A | #N/A | #N/A | #N/A | #N/A | #N/A | #N/A | #N/A | 0 | #N/A | #N/A | #N/A | #N/A | #N/A | #N/A | #N/A | #N/A | #N/A | #N/A | 0 | #N/A | #VALUE! | #VALUE! |  | #VALUE! | 0 | #VALUE! | #VALUE! |  | #VALUE! | #N/A | #N/A | #N/A | #N/A | 0 | #VALUE! | 0 | 100 | 0 | #N/A | #N/A | #N/A | #N/A | #N/A | #N/A | #N/A | #N/A | 1 slot, 1 way | #N/A | 0 | #DIV/0! | #VALUE! | 0 | 0 | 0 | 2 | #N/A | #VALUE! | #VALUE! | #VALUE! | #VALUE! | #VALUE! | #VALUE! | #VALUE! | #N/A | #N/A | M13 | M17 | M23 | M31 |  |  | TRUE | #DIV/0! | #DIV/0! | 0 | TRUE | TRUE | TRUE | FALSE | TRUE | TRUE | 0 | #VALUE! | #VALUE! |  | #N/A | #N/A |  | 0 | 0 | 0 | 0 | 0 | 0 | 0 | 0 | 0 | 0 | 0 | 0 | 0 | 0 | 0 | 0 | 0 | 0 | 0 | #N/A | - S | #N/A | #N/A | #N/A | #N/A | 0 | #VALUE! | 0 | 0 | #VALUE! | #VALUE! | #VALUE! | #VALUE! | #VALUE! | 0 | #VALUE! | 1
[65 empty] | #VALUE! | #N/A | #N/A | #N/A | #N/A | #N/A | #N/A | #N/A | #N/A | #N/A | #N/A | 0 | #N/A | #N/A | #N/A | #N/A | #N/A | #N/A | #N/A | #N/A | #N/A | #N/A | 0 | #N/A | #VALUE! | #VALUE! |  | #VALUE! | 0 | #VALUE! | #VALUE! |  | #VALUE! | #N/A | #N/A | #N/A | #N/A | 0 | #VALUE! | 0 | 100 | 0 | #N/A | #N/A | #N/A | #N/A | #N/A | #N/A | #N/A | #N/A | 1 slot, 1 way | #N/A | 0 | #DIV/0! | #VALUE! | 0 | 0 | 0 | 2 | #N/A | #VALUE! | #VALUE! | #VALUE! | #VALUE! | #VALUE! | #VALUE! | #VALUE! | #N/A | #N/A | M13 | M17 | M23 | M31 |  |  | TRUE | #DIV/0! | #DIV/0! | 0 | TRUE | TRUE | TRUE | FALSE | TRUE | TRUE | 0 | #VALUE! | #VALUE! |  | #N/A | #N/A |  | 0 | 0 | 0 | 0 | 0 | 0 | 0 | 0 | 0 | 0 | 0 | 0 | 0 | 0 | 0 | 0 | 0 | 0 | 0 | #N/A | - S | #N/A | #N/A | #N/A | #N/A | 0 | #VALUE! | 0 | 0 | #VALUE! | #VALUE! | #VALUE! | #VALUE! | #VALUE! | 0 | #VALUE! | 1
[65 empty] | #VALUE! | #N/A | #N/A | #N/A | #N/A | #N/A | #N/A | #N/A | #N/A | #N/A | #N/A | 0 | #N/A | #N/A | #N/A | #N/A | #N/A | #N/A | #N/A | #N/A | #N/A | #N/A | 0 | #N/A | #VALUE! | #VALUE! |  | #VALUE! | 0 | #VALUE! | #VALUE! |  | #VALUE! | #N/A | #N/A | #N/A | #N/A | 0 | #VALUE! | 0 | 100 | 0 | #N/A | #N/A | #N/A | #N/A | #N/A | #N/A | #N/A | #N/A | 1 slot, 1 way | #N/A | 0 | #DIV/0! | #VALUE! | 0 | 0 | 0 | 2 | #N/A | #VALUE! | #VALUE! | #VALUE! | #VALUE! | #VALUE! | #VALUE! | #VALUE! | #N/A | #N/A | M13 | M17 | M23 | M31 |  |  | TRUE | #DIV/0! | #DIV/0! | 0 | TRUE | TRUE | TRUE | FALSE | TRUE | TRUE | 0 | #VALUE! | #VALUE! |  | #N/A | #N/A |  | 0 | 0 | 0 | 0 | 0 | 0 | 0 | 0 | 0 | 0 | 0 | 0 | 0 | 0 | 0 | 0 | 0 | 0 | 0 | #N/A | - S | #N/A | #N/A | #N/A | #N/A | 0 | #VALUE! | 0 | 0 | #VALUE! | #VALUE! | #VALUE! | #VALUE! | #VALUE! | 0 | #VALUE! | 1
[65 empty] | #VALUE! | #N/A | #N/A | #N/A | #N/A | #N/A | #N/A | #N/A | #N/A | #N/A | #N/A | 0 | #N/A | #N/A | #N/A | #N/A | #N/A | #N/A | #N/A | #N/A | #N/A | #N/A | 0 | #N/A | #VALUE! | #VALUE! |  | #VALUE! | 0 | #VALUE! | #VALUE! |  | #VALUE! | #N/A | #N/A | #N/A | #N/A | 0 | #VALUE! | 0 | 100 | 0 | #N/A | #N/A | #N/A | #N/A | #N/A | #N/A | #N/A | #N/A | 1 slot, 1 way | #N/A | 0 | #DIV/0! | #VALUE! | 0 | 0 | 0 | 2 | #N/A | #VALUE! | #VALUE! | #VALUE! | #VALUE! | #VALUE! | #VALUE! | #VALUE! | #N/A | #N/A | M13 | M17 | M23 | M31 |  |  | TRUE | #DIV/0! | #DIV/0! | 0 | TRUE | TRUE | TRUE | FALSE | TRUE | TRUE | 0 | #VALUE! | #VALUE! |  | #N/A | #N/A |  | 0 | 0 | 0 | 0 | 0 | 0 | 0 | 0 | 0 | 0 | 0 | 0 | 0 | 0 | 0 | 0 | 0 | 0 | 0 | #N/A | - S | #N/A | #N/A | #N/A | #N/A | 0 | #VALUE! | 0 | 0 | #VALUE! | #VALUE! | #VALUE! | #VALUE! | #VALUE! | 0 | #VALUE! | 1
[65 empty] | #VALUE! | #N/A | #N/A | #N/A | #N/A | #N/A | #N/A | #N/A | #N/A | #N/A | #N/A | 0 | #N/A | #N/A | #N/A | #N/A | #N/A | #N/A | #N/A | #N/A | #N/A | #N/A | 0 | #N/A | #VALUE! | #VALUE! |  | #VALUE! | 0 | #VALUE! | #VALUE! |  | #VALUE! | #N/A | #N/A | #N/A | #N/A | 0 | #VALUE! | 0 | 100 | 0 | #N/A | #N/A | #N/A | #N/A | #N/A | #N/A | #N/A | #N/A | 1 slot, 1 way | #N/A | 0 | #DIV/0! | #VALUE! | 0 | 0 | 0 | 2 | #N/A | #VALUE! | #VALUE! | #VALUE! | #VALUE! | #VALUE! | #VALUE! | #VALUE! | #N/A | #N/A | M13 | M17 | M23 | M31 |  |  | TRUE | #DIV/0! | #DIV/0! | 0 | TRUE | TRUE | TRUE | FALSE | TRUE | TRUE | 0 | #VALUE! | #VALUE! |  | #N/A | #N/A |  | 0 | 0 | 0 | 0 | 0 | 0 | 0 | 0 | 0 | 0 | 0 | 0 | 0 | 0 | 0 | 0 | 0 | 0 | 0 | #N/A | - S | #N/A | #N/A | #N/A | #N/A | 0 | #VALUE! | 0 | 0 | #VALUE! | #VALUE! | #VALUE! | #VALUE! | #VALUE! | 0 | #VALUE! | 1
[65 empty] | #VALUE! | #N/A | #N/A | #N/A | #N/A | #N/A | #N/A | #N/A | #N/A | #N/A | #N/A | 0 | #N/A | #N/A | #N/A | #N/A | #N/A | #N/A | #N/A | #N/A | #N/A | #N/A | 0 | #N/A | #VALUE! | #VALUE! |  | #VALUE! | 0 | #VALUE! | #VALUE! |  | #VALUE! | #N/A | #N/A | #N/A | #N/A | 0 | #VALUE! | 0 | 100 | 0 | #N/A | #N/A | #N/A | #N/A | #N/A | #N/A | #N/A | #N/A | 1 slot, 1 way | #N/A | 0 | #DIV/0! | #VALUE! | 0 | 0 | 0 | 2 | #N/A | #VALUE! | #VALUE! | #VALUE! | #VALUE! | #VALUE! | #VALUE! | #VALUE! | #N/A | #N/A | M13 | M17 | M23 | M31 |  |  | TRUE | #DIV/0! | #DIV/0! | 0 | TRUE | TRUE | TRUE | FALSE | TRUE | TRUE | 0 | #VALUE! | #VALUE! |  | #N/A | #N/A |  | 0 | 0 | 0 | 0 | 0 | 0 | 0 | 0 | 0 | 0 | 0 | 0 | 0 | 0 | 0 | 0 | 0 | 0 | 0 | #N/A | - S | #N/A | #N/A | #N/A | #N/A | 0 | #VALUE! | 0 | 0 | #VALUE! | #VALUE! | #VALUE! | #VALUE! | #VALUE! | 0 | #VALUE! | 1
[65 empty] | #VALUE! | #N/A | #N/A | #N/A | #N/A | #N/A | #N/A | #N/A | #N/A | #N/A | #N/A | 0 | #N/A | #N/A | #N/A | #N/A | #N/A | #N/A | #N/A | #N/A | #N/A | #N/A | 0 | #N/A | #VALUE! | #VALUE! |  | #VALUE! | 0 | #VALUE! | #VALUE! |  | #VALUE! | #N/A | #N/A | #N/A | #N/A | 0 | #VALUE! | 0 | 100 | 0 | #N/A | #N/A | #N/A | #N/A | #N/A | #N/A | #N/A | #N/A | 1 slot, 1 way | #N/A | 0 | #DIV/0! | #VALUE! | 0 | 0 | 0 | 2 | #N/A | #VALUE! | #VALUE! | #VALUE! | #VALUE! | #VALUE! | #VALUE! | #VALUE! | #N/A | #N/A | M13 | M17 | M23 | M31 |  |  | TRUE | #DIV/0! | #DIV/0! | 0 | TRUE | TRUE | TRUE | FALSE | TRUE | TRUE | 0 | #VALUE! | #VALUE! |  | #N/A | #N/A |  | 0 | 0 | 0 | 0 | 0 | 0 | 0 | 0 | 0 | 0 | 0 | 0 | 0 | 0 | 0 | 0 | 0 | 0 | 0 | #N/A | - S | #N/A | #N/A | #N/A | #N/A | 0 | #VALUE! | 0 | 0 | #VALUE! | #VALUE! | #VALUE! | #VALUE! | #VALUE! | 0 | #VALUE! | 1
[65 empty] | #VALUE! | #N/A | #N/A | #N/A | #N/A | #N/A | #N/A | #N/A | #N/A | #N/A | #N/A | 0 | #N/A | #N/A | #N/A | #N/A | #N/A | #N/A | #N/A | #N/A | #N/A | #N/A | 0 | #N/A | #VALUE! | #VALUE! |  | #VALUE! | 0 | #VALUE! | #VALUE! |  | #VALUE! | #N/A | #N/A | #N/A | #N/A | 0 | #VALUE! | 0 | 100 | 0 | #N/A | #N/A | #N/A | #N/A | #N/A | #N/A | #N/A | #N/A | 1 slot, 1 way | #N/A | 0 | #DIV/0! | #VALUE! | 0 | 0 | 0 | 2 | #N/A | #VALUE! | #VALUE! | #VALUE! | #VALUE! | #VALUE! | #VALUE! | #VALUE! | #N/A | #N/A | M13 | M17 | M23 | M31 |  |  | TRUE | #DIV/0! | #DIV/0! | 0 | TRUE | TRUE | TRUE | FALSE | TRUE | TRUE | 0 | #VALUE! | #VALUE! |  | #N/A | #N/A |  | 0 | 0 | 0 | 0 | 0 | 0 | 0 | 0 | 0 | 0 | 0 | 0 | 0 | 0 | 0 | 0 | 0 | 0 | 0 | #N/A | - S | #N/A | #N/A | #N/A | #N/A | 0 | #VALUE! | 0 | 0 | #VALUE! | #VALUE! | #VALUE! | #VALUE! | #VALUE! | 0 | #VALUE! | 1
[65 empty] | #VALUE! | #N/A | #N/A | #N/A | #N/A | #N/A | #N/A | #N/A | #N/A | #N/A | #N/A | 0 | #N/A | #N/A | #N/A | #N/A | #N/A | #N/A | #N/A | #N/A | #N/A | #N/A | 0 | #N/A | #VALUE! | #VALUE! |  | #VALUE! | 0 | #VALUE! | #VALUE! |  | #VALUE! | #N/A | #N/A | #N/A | #N/A | 0 | #VALUE! | 0 | 100 | 0 | #N/A | #N/A | #N/A | #N/A | #N/A | #N/A | #N/A | #N/A | 1 slot, 1 way | #N/A | 0 | #DIV/0! | #VALUE! | 0 | 0 | 0 | 2 | #N/A | #VALUE! | #VALUE! | #VALUE! | #VALUE! | #VALUE! | #VALUE! | #VALUE! | #N/A | #N/A | M13 | M17 | M23 | M31 |  |  | TRUE | #DIV/0! | #DIV/0! | 0 | TRUE | TRUE | TRUE | FALSE | TRUE | TRUE | 0 | #VALUE! | #VALUE! |  | #N/A | #N/A |  | 0 | 0 | 0 | 0 | 0 | 0 | 0 | 0 | 0 | 0 | 0 | 0 | 0 | 0 | 0 | 0 | 0 | 0 | 0 | #N/A | - S | #N/A | #N/A | #N/A | #N/A | 0 | #VALUE! | 0 | 0 | #VALUE! | #VALUE! | #VALUE! | #VALUE! | #VALUE! | 0 | #VALUE! | 1
[65 empty] | #VALUE! | #N/A | #N/A | #N/A | #N/A | #N/A | #N/A | #N/A | #N/A | #N/A | #N/A | 0 | #N/A | #N/A | #N/A | #N/A | #N/A | #N/A | #N/A | #N/A | #N/A | #N/A | 0 | #N/A | #VALUE! | #VALUE! |  | #VALUE! | 0 | #VALUE! | #VALUE! |  | #VALUE! | #N/A | #N/A | #N/A | #N/A | 0 | #VALUE! | 0 | 100 | 0 | #N/A | #N/A | #N/A | #N/A | #N/A | #N/A | #N/A | #N/A | 1 slot, 1 way | #N/A | 0 | #DIV/0! | #VALUE! | 0 | 0 | 0 | 2 | #N/A | #VALUE! | #VALUE! | #VALUE! | #VALUE! | #VALUE! | #VALUE! | #VALUE! | #N/A | #N/A | M13 | M17 | M23 | M31 |  |  | TRUE | #DIV/0! | #DIV/0! | 0 | TRUE | TRUE | TRUE | FALSE | TRUE | TRUE | 0 | #VALUE! | #VALUE! |  | #N/A | #N/A |  | 0 | 0 | 0 | 0 | 0 | 0 | 0 | 0 | 0 | 0 | 0 | 0 | 0 | 0 | 0 | 0 | 0 | 0 | 0 | #N/A | - S | #N/A | #N/A | #N/A | #N/A | 0 | #VALUE! | 0 | 0 | #VALUE! | #VALUE! | #VALUE! | #VALUE! | #VALUE! | 0 | #VALUE! | 1
[65 empty] | #VALUE! | #N/A | #N/A | #N/A | #N/A | #N/A | #N/A | #N/A | #N/A | #N/A | #N/A | 0 | #N/A | #N/A | #N/A | #N/A | #N/A | #N/A | #N/A | #N/A | #N/A | #N/A | 0 | #N/A | #VALUE! | #VALUE! |  | #VALUE! | 0 | #VALUE! | #VALUE! |  | #VALUE! | #N/A | #N/A | #N/A | #N/A | 0 | #VALUE! | 0 | 100 | 0 | #N/A | #N/A | #N/A | #N/A | #N/A | #N/A | #N/A | #N/A | 1 slot, 1 way | #N/A | 0 | #DIV/0! | #VALUE! | 0 | 0 | 0 | 2 | #N/A | #VALUE! | #VALUE! | #VALUE! | #VALUE! | #VALUE! | #VALUE! | #VALUE! | #N/A | #N/A | M13 | M17 | M23 | M31 |  |  | TRUE | #DIV/0! | #DIV/0! | 0 | TRUE | TRUE | TRUE | FALSE | TRUE | TRUE | 0 | #VALUE! | #VALUE! |  | #N/A | #N/A |  | 0 | 0 | 0 | 0 | 0 | 0 | 0 | 0 | 0 | 0 | 0 | 0 | 0 | 0 | 0 | 0 | 0 | 0 | 0 | #N/A | - S | #N/A | #N/A | #N/A | #N/A | 0 | #VALUE! | 0 | 0 | #VALUE! | #VALUE! | #VALUE! | #VALUE! | #VALUE! | 0 | #VALUE! | 1
[65 empty] | #VALUE! | #N/A | #N/A | #N/A | #N/A | #N/A | #N/A | #N/A | #N/A | #N/A | #N/A | 0 | #N/A | #N/A | #N/A | #N/A | #N/A | #N/A | #N/A | #N/A | #N/A | #N/A | 0 | #N/A | #VALUE! | #VALUE! |  | #VALUE! | 0 | #VALUE! | #VALUE! |  | #VALUE! | #N/A | #N/A | #N/A | #N/A | 0 | #VALUE! | 0 | 100 | 0 | #N/A | #N/A | #N/A | #N/A | #N/A | #N/A | #N/A | #N/A | 1 slot, 1 way | #N/A | 0 | #DIV/0! | #VALUE! | 0 | 0 | 0 | 2 | #N/A | #VALUE! | #VALUE! | #VALUE! | #VALUE! | #VALUE! | #VALUE! | #VALUE! | #N/A | #N/A | M13 | M17 | M23 | M31 |  |  | TRUE | #DIV/0! | #DIV/0! | 0 | TRUE | TRUE | TRUE | FALSE | TRUE | TRUE | 0 | #VALUE! | #VALUE! |  | #N/A | #N/A |  | 0 | 0 | 0 | 0 | 0 | 0 | 0 | 0 | 0 | 0 | 0 | 0 | 0 | 0 | 0 | 0 | 0 | 0 | 0 | #N/A | - S | #N/A | #N/A | #N/A | #N/A | 0 | #VALUE! | 0 | 0 | #VALUE! | #VALUE! | #VALUE! | #VALUE! | #VALUE! | 0 | #VALUE! | 1
[65 empty] | #VALUE! | #N/A | #N/A | #N/A | #N/A | #N/A | #N/A | #N/A | #N/A | #N/A | #N/A | 0 | #N/A | #N/A | #N/A | #N/A | #N/A | #N/A | #N/A | #N/A | #N/A | #N/A | 0 | #N/A | #VALUE! | #VALUE! |  | #VALUE! | 0 | #VALUE! | #VALUE! |  | #VALUE! | #N/A | #N/A | #N/A | #N/A | 0 | #VALUE! | 0 | 100 | 0 | #N/A | #N/A | #N/A | #N/A | #N/A | #N/A | #N/A | #N/A | 1 slot, 1 way | #N/A | 0 | #DIV/0! | #VALUE! | 0 | 0 | 0 | 2 | #N/A | #VALUE! | #VALUE! | #VALUE! | #VALUE! | #VALUE! | #VALUE! | #VALUE! | #N/A | #N/A | M13 | M17 | M23 | M31 |  |  | TRUE | #DIV/0! | #DIV/0! | 0 | TRUE | TRUE | TRUE | FALSE | TRUE | TRUE | 0 | #VALUE! | #VALUE! |  | #N/A | #N/A |  | 0 | 0 | 0 | 0 | 0 | 0 | 0 | 0 | 0 | 0 | 0 | 0 | 0 | 0 | 0 | 0 | 0 | 0 | 0 | #N/A | - S | #N/A | #N/A | #N/A | #N/A | 0 | #VALUE! | 0 | 0 | #VALUE! | #VALUE! | #VALUE! | #VALUE! | #VALUE! | 0 | #VALUE! | 1
[65 empty] | #VALUE! | #N/A | #N/A | #N/A | #N/A | #N/A | #N/A | #N/A | #N/A | #N/A | #N/A | 0 | #N/A | #N/A | #N/A | #N/A | #N/A | #N/A | #N/A | #N/A | #N/A | #N/A | 0 | #N/A | #VALUE! | #VALUE! |  | #VALUE! | 0 | #VALUE! | #VALUE! |  | #VALUE! | #N/A | #N/A | #N/A | #N/A | 0 | #VALUE! | 0 | 100 | 0 | #N/A | #N/A | #N/A | #N/A | #N/A | #N/A | #N/A | #N/A | 1 slot, 1 way | #N/A | 0 | #DIV/0! | #VALUE! | 0 | 0 | 0 | 2 | #N/A | #VALUE! | #VALUE! | #VALUE! | #VALUE! | #VALUE! | #VALUE! | #VALUE! | #N/A | #N/A | M13 | M17 | M23 | M31 |  |  | TRUE | #DIV/0! | #DIV/0! | 0 | TRUE | TRUE | TRUE | FALSE | TRUE | TRUE | 0 | #VALUE! | #VALUE! |  | #N/A | #N/A |  | 0 | 0 | 0 | 0 | 0 | 0 | 0 | 0 | 0 | 0 | 0 | 0 | 0 | 0 | 0 | 0 | 0 | 0 | 0 | #N/A | - S | #N/A | #N/A | #N/A | #N/A | 0 | #VALUE! | 0 | 0 | #VALUE! | #VALUE! | #VALUE! | #VALUE! | #VALUE! | 0 | #VALUE! | 1
[65 empty] | #VALUE! | #N/A | #N/A | #N/A | #N/A | #N/A | #N/A | #N/A | #N/A | #N/A | #N/A | 0 | #N/A | #N/A | #N/A | #N/A | #N/A | #N/A | #N/A | #N/A | #N/A | #N/A | 0 | #N/A | #VALUE! | #VALUE! |  | #VALUE! | 0 | #VALUE! | #VALUE! |  | #VALUE! | #N/A | #N/A | #N/A | #N/A | 0 | #VALUE! | 0 | 100 | 0 | #N/A | #N/A | #N/A | #N/A | #N/A | #N/A | #N/A | #N/A | 1 slot, 1 way | #N/A | 0 | #DIV/0! | #VALUE! | 0 | 0 | 0 | 2 | #N/A | #VALUE! | #VALUE! | #VALUE! | #VALUE! | #VALUE! | #VALUE! | #VALUE! | #N/A | #N/A | M13 | M17 | M23 | M31 |  |  | TRUE | #DIV/0! | #DIV/0! | 0 | TRUE | TRUE | TRUE | FALSE | TRUE | TRUE | 0 | #VALUE! | #VALUE! |  | #N/A | #N/A |  | 0 | 0 | 0 | 0 | 0 | 0 | 0 | 0 | 0 | 0 | 0 | 0 | 0 | 0 | 0 | 0 | 0 | 0 | 0 | #N/A | - S | #N/A | #N/A | #N/A | #N/A | 0 | #VALUE! | 0 | 0 | #VALUE! | #VALUE! | #VALUE! | #VALUE! | #VALUE! | 0 | #VALUE! | 1
[65 empty] | #VALUE! | #N/A | #N/A | #N/A | #N/A | #N/A | #N/A | #N/A | #N/A | #N/A | #N/A | 0 | #N/A | #N/A | #N/A | #N/A | #N/A | #N/A | #N/A | #N/A | #N/A | #N/A | 0 | #N/A | #VALUE! | #VALUE! |  | #VALUE! | 0 | #VALUE! | #VALUE! |  | #VALUE! | #N/A | #N/A | #N/A | #N/A | 0 | #VALUE! | 0 | 100 | 0 | #N/A | #N/A | #N/A | #N/A | #N/A | #N/A | #N/A | #N/A | 1 slot, 1 way | #N/A | 0 | #DIV/0! | #VALUE! | 0 | 0 | 0 | 2 | #N/A | #VALUE! | #VALUE! | #VALUE! | #VALUE! | #VALUE! | #VALUE! | #VALUE! | #N/A | #N/A | M13 | M17 | M23 | M31 |  |  | TRUE | #DIV/0! | #DIV/0! | 0 | TRUE | TRUE | TRUE | FALSE | TRUE | TRUE | 0 | #VALUE! | #VALUE! |  | #N/A | #N/A |  | 0 | 0 | 0 | 0 | 0 | 0 | 0 | 0 | 0 | 0 | 0 | 0 | 0 | 0 | 0 | 0 | 0 | 0 | 0 | #N/A | - S | #N/A | #N/A | #N/A | #N/A | 0 | #VALUE! | 0 | 0 | #VALUE! | #VALUE! | #VALUE! | #VALUE! | #VALUE! | 0 | #VALUE! | 1
[65 empty] | #VALUE! | #N/A | #N/A | #N/A | #N/A | #N/A | #N/A | #N/A | #N/A | #N/A | #N/A | 0 | #N/A | #N/A | #N/A | #N/A | #N/A | #N/A | #N/A | #N/A | #N/A | #N/A | 0 | #N/A | #VALUE! | #VALUE! |  | #VALUE! | 0 | #VALUE! | #VALUE! |  | #VALUE! | #N/A | #N/A | #N/A | #N/A | 0 | #VALUE! | 0 | 100 | 0 | #N/A | #N/A | #N/A | #N/A | #N/A | #N/A | #N/A | #N/A | 1 slot, 1 way | #N/A | 0 | #DIV/0! | #VALUE! | 0 | 0 | 0 | 2 | #N/A | #VALUE! | #VALUE! | #VALUE! | #VALUE! | #VALUE! | #VALUE! | #VALUE! | #N/A | #N/A | M13 | M17 | M23 | M31 |  |  | TRUE | #DIV/0! | #DIV/0! | 0 | TRUE | TRUE | TRUE | FALSE | TRUE | TRUE | 0 | #VALUE! | #VALUE! |  | #N/A | #N/A |  | 0 | 0 | 0 | 0 | 0 | 0 | 0 | 0 | 0 | 0 | 0 | 0 | 0 | 0 | 0 | 0 | 0 | 0 | 0 | #N/A | - S | #N/A | #N/A | #N/A | #N/A | 0 | #VALUE! | 0 | 0 | #VALUE! | #VALUE! | #VALUE! | #VALUE! | #VALUE! | 0 | #VALUE! | 1
[65 empty] | #VALUE! | #N/A | #N/A | #N/A | #N/A | #N/A | #N/A | #N/A | #N/A | #N/A | #N/A | 0 | #N/A | #N/A | #N/A | #N/A | #N/A | #N/A | #N/A | #N/A | #N/A | #N/A | 0 | #N/A | #VALUE! | #VALUE! |  | #VALUE! | 0 | #VALUE! | #VALUE! |  | #VALUE! | #N/A | #N/A | #N/A | #N/A | 0 | #VALUE! | 0 | 100 | 0 | #N/A | #N/A | #N/A | #N/A | #N/A | #N/A | #N/A | #N/A | 1 slot, 1 way | #N/A | 0 | #DIV/0! | #VALUE! | 0 | 0 | 0 | 2 | #N/A | #VALUE! | #VALUE! | #VALUE! | #VALUE! | #VALUE! | #VALUE! | #VALUE! | #N/A | #N/A | M13 | M17 | M23 | M31 |  |  | TRUE | #DIV/0! | #DIV/0! | 0 | TRUE | TRUE | TRUE | FALSE | TRUE | TRUE | 0 | #VALUE! | #VALUE! |  | #N/A | #N/A |  | 0 | 0 | 0 | 0 | 0 | 0 | 0 | 0 | 0 | 0 | 0 | 0 | 0 | 0 | 0 | 0 | 0 | 0 | 0 | #N/A | - S | #N/A | #N/A | #N/A | #N/A | 0 | #VALUE! | 0 | 0 | #VALUE! | #VALUE! | #VALUE! | #VALUE! | #VALUE! | 0 | #VALUE! | 1
[65 empty] | #VALUE! | #N/A | #N/A | #N/A | #N/A | #N/A | #N/A | #N/A | #N/A | #N/A | #N/A | 0 | #N/A | #N/A | #N/A | #N/A | #N/A | #N/A | #N/A | #N/A | #N/A | #N/A | 0 | #N/A | #VALUE! | #VALUE! |  | #VALUE! | 0 | #VALUE! | #VALUE! |  | #VALUE! | #N/A | #N/A | #N/A | #N/A | 0 | #VALUE! | 0 | 100 | 0 | #N/A | #N/A | #N/A | #N/A | #N/A | #N/A | #N/A | #N/A | 1 slot, 1 way | #N/A | 0 | #DIV/0! | #VALUE! | 0 | 0 | 0 | 2 | #N/A | #VALUE! | #VALUE! | #VALUE! | #VALUE! | #VALUE! | #VALUE! | #VALUE! | #N/A | #N/A | M13 | M17 | M23 | M31 |  |  | TRUE | #DIV/0! | #DIV/0! | 0 | TRUE | TRUE | TRUE | FALSE | TRUE | TRUE | 0 | #VALUE! | #VALUE! |  | #N/A | #N/A |  | 0 | 0 | 0 | 0 | 0 | 0 | 0 | 0 | 0 | 0 | 0 | 0 | 0 | 0 | 0 | 0 | 0 | 0 | 0 | #N/A | - S | #N/A | #N/A | #N/A | #N/A | 0 | #VALUE! | 0 | 0 | #VALUE! | #VALUE! | #VALUE! | #VALUE! | #VALUE! | 0 | #VALUE! | 1
[65 empty] | #VALUE! | #N/A | #N/A | #N/A | #N/A | #N/A | #N/A | #N/A | #N/A | #N/A | #N/A | 0 | #N/A | #N/A | #N/A | #N/A | #N/A | #N/A | #N/A | #N/A | #N/A | #N/A | 0 | #N/A | #VALUE! | #VALUE! |  | #VALUE! | 0 | #VALUE! | #VALUE! |  | #VALUE! | #N/A | #N/A | #N/A | #N/A | 0 | #VALUE! | 0 | 100 | 0 | #N/A | #N/A | #N/A | #N/A | #N/A | #N/A | #N/A | #N/A | 1 slot, 1 way | #N/A | 0 | #DIV/0! | #VALUE! | 0 | 0 | 0 | 2 | #N/A | #VALUE! | #VALUE! | #VALUE! | #VALUE! | #VALUE! | #VALUE! | #VALUE! | #N/A | #N/A | M13 | M17 | M23 | M31 |  |  | TRUE | #DIV/0! | #DIV/0! | 0 | TRUE | TRUE | TRUE | FALSE | TRUE | TRUE | 0 | #VALUE! | #VALUE! |  | #N/A | #N/A |  | 0 | 0 | 0 | 0 | 0 | 0 | 0 | 0 | 0 | 0 | 0 | 0 | 0 | 0 | 0 | 0 | 0 | 0 | 0 | #N/A | - S | #N/A | #N/A | #N/A | #N/A | 0 | #VALUE! | 0 | 0 | #VALUE! | #VALUE! | #VALUE! | #VALUE! | #VALUE! | 0 | #VALUE! | 1
[65 empty] | #VALUE! | #N/A | #N/A | #N/A | #N/A | #N/A | #N/A | #N/A | #N/A | #N/A | #N/A | 0 | #N/A | #N/A | #N/A | #N/A | #N/A | #N/A | #N/A | #N/A | #N/A | #N/A | 0 | #N/A | #VALUE! | #VALUE! |  | #VALUE! | 0 | #VALUE! | #VALUE! |  | #VALUE! | #N/A | #N/A | #N/A | #N/A | 0 | #VALUE! | 0 | 100 | 0 | #N/A | #N/A | #N/A | #N/A | #N/A | #N/A | #N/A | #N/A | 1 slot, 1 way | #N/A | 0 | #DIV/0! | #VALUE! | 0 | 0 | 0 | 2 | #N/A | #VALUE! | #VALUE! | #VALUE! | #VALUE! | #VALUE! | #VALUE! | #VALUE! | #N/A | #N/A | M13 | M17 | M23 | M31 |  |  | TRUE | #DIV/0! | #DIV/0! | 0 | TRUE | TRUE | TRUE | FALSE | TRUE | TRUE | 0 | #VALUE! | #VALUE! |  | #N/A | #N/A |  | 0 | 0 | 0 | 0 | 0 | 0 | 0 | 0 | 0 | 0 | 0 | 0 | 0 | 0 | 0 | 0 | 0 | 0 | 0 | #N/A | - S | #N/A | #N/A | #N/A | #N/A | 0 | #VALUE! | 0 | 0 | #VALUE! | #VALUE! | #VALUE! | #VALUE! | #VALUE! | 0 | #VALUE! | 1
[65 empty] | #VALUE! | #N/A | #N/A | #N/A | #N/A | #N/A | #N/A | #N/A | #N/A | #N/A | #N/A | 0 | #N/A | #N/A | #N/A | #N/A | #N/A | #N/A | #N/A | #N/A | #N/A | #N/A | 0 | #N/A | #VALUE! | #VALUE! |  | #VALUE! | 0 | #VALUE! | #VALUE! |  | #VALUE! | #N/A | #N/A | #N/A | #N/A | 0 | #VALUE! | 0 | 100 | 0 | #N/A | #N/A | #N/A | #N/A | #N/A | #N/A | #N/A | #N/A | 1 slot, 1 way | #N/A | 0 | #DIV/0! | #VALUE! | 0 | 0 | 0 | 2 | #N/A | #VALUE! | #VALUE! | #VALUE! | #VALUE! | #VALUE! | #VALUE! | #VALUE! | #N/A | #N/A | M13 | M17 | M23 | M31 |  |  | TRUE | #DIV/0! | #DIV/0! | 0 | TRUE | TRUE | TRUE | FALSE | TRUE | TRUE | 0 | #VALUE! | #VALUE! |  | #N/A | #N/A |  | 0 | 0 | 0 | 0 | 0 | 0 | 0 | 0 | 0 | 0 | 0 | 0 | 0 | 0 | 0 | 0 | 0 | 0 | 0 | #N/A | - S | #N/A | #N/A | #N/A | #N/A | 0 | #VALUE! | 0 | 0 | #VALUE! | #VALUE! | #VALUE! | #VALUE! | #VALUE! | 0 | #VALUE! | 1
[65 empty] | #VALUE! | #N/A | #N/A | #N/A | #N/A | #N/A | #N/A | #N/A | #N/A | #N/A | #N/A | 0 | #N/A | #N/A | #N/A | #N/A | #N/A | #N/A | #N/A | #N/A | #N/A | #N/A | 0 | #N/A | #VALUE! | #VALUE! |  | #VALUE! | 0 | #VALUE! | #VALUE! |  | #VALUE! | #N/A | #N/A | #N/A | #N/A | 0 | #VALUE! | 0 | 100 | 0 | #N/A | #N/A | #N/A | #N/A | #N/A | #N/A | #N/A | #N/A | 1 slot, 1 way | #N/A | 0 | #DIV/0! | #VALUE! | 0 | 0 | 0 | 2 | #N/A | #VALUE! | #VALUE! | #VALUE! | #VALUE! | #VALUE! | #VALUE! | #VALUE! | #N/A | #N/A | M13 | M17 | M23 | M31 |  |  | TRUE | #DIV/0! | #DIV/0! | 0 | TRUE | TRUE | TRUE | FALSE | TRUE | TRUE | 0 | #VALUE! | #VALUE! |  | #N/A | #N/A |  | 0 | 0 | 0 | 0 | 0 | 0 | 0 | 0 | 0 | 0 | 0 | 0 | 0 | 0 | 0 | 0 | 0 | 0 | 0 | #N/A | - S | #N/A | #N/A | #N/A | #N/A | 0 | #VALUE! | 0 | 0 | #VALUE! | #VALUE! | #VALUE! | #VALUE! | #VALUE! | 0 | #VALUE! | 1
[65 empty] | #VALUE! | #N/A | #N/A | #N/A | #N/A | #N/A | #N/A | #N/A | #N/A | #N/A | #N/A | 0 | #N/A | #N/A | #N/A | #N/A | #N/A | #N/A | #N/A | #N/A | #N/A | #N/A | 0 | #N/A | #VALUE! | #VALUE! |  | #VALUE! | 0 | #VALUE! | #VALUE! |  | #VALUE! | #N/A | #N/A | #N/A | #N/A | 0 | #VALUE! | 0 | 100 | 0 | #N/A | #N/A | #N/A | #N/A | #N/A | #N/A | #N/A | #N/A | 1 slot, 1 way | #N/A | 0 | #DIV/0! | #VALUE! | 0 | 0 | 0 | 2 | #N/A | #VALUE! | #VALUE! | #VALUE! | #VALUE! | #VALUE! | #VALUE! | #VALUE! | #N/A | #N/A | M13 | M17 | M23 | M31 |  |  | TRUE | #DIV/0! | #DIV/0! | 0 | TRUE | TRUE | TRUE | FALSE | TRUE | TRUE | 0 | #VALUE! | #VALUE! |  | #N/A | #N/A |  | 0 | 0 | 0 | 0 | 0 | 0 | 0 | 0 | 0 | 0 | 0 | 0 | 0 | 0 | 0 | 0 | 0 | 0 | 0 | #N/A | - S | #N/A | #N/A | #N/A | #N/A | 0 | #VALUE! | 0 | 0 | #VALUE! | #VALUE! | #VALUE! | #VALUE! | #VALUE! | 0 | #VALUE! | 1
[65 empty] | #VALUE! | #N/A | #N/A | #N/A | #N/A | #N/A | #N/A | #N/A | #N/A | #N/A | #N/A | 0 | #N/A | #N/A | #N/A | #N/A | #N/A | #N/A | #N/A | #N/A | #N/A | #N/A | 0 | #N/A | #VALUE! | #VALUE! |  | #VALUE! | 0 | #VALUE! | #VALUE! |  | #VALUE! | #N/A | #N/A | #N/A | #N/A | 0 | #VALUE! | 0 | 100 | 0 | #N/A | #N/A | #N/A | #N/A | #N/A | #N/A | #N/A | #N/A | 1 slot, 1 way | #N/A | 0 | #DIV/0! | #VALUE! | 0 | 0 | 0 | 2 | #N/A | #VALUE! | #VALUE! | #VALUE! | #VALUE! | #VALUE! | #VALUE! | #VALUE! | #N/A | #N/A | M13 | M17 | M23 | M31 |  |  | TRUE | #DIV/0! | #DIV/0! | 0 | TRUE | TRUE | TRUE | FALSE | TRUE | TRUE | 0 | #VALUE! | #VALUE! |  | #N/A | #N/A |  | 0 | 0 | 0 | 0 | 0 | 0 | 0 | 0 | 0 | 0 | 0 | 0 | 0 | 0 | 0 | 0 | 0 | 0 | 0 | #N/A | - S | #N/A | #N/A | #N/A | #N/A | 0 | #VALUE! | 0 | 0 | #VALUE! | #VALUE! | #VALUE! | #VALUE! | #VALUE! | 0 | #VALUE! | 1
[65 empty] | #VALUE! | #N/A | #N/A | #N/A | #N/A | #N/A | #N/A | #N/A | #N/A | #N/A | #N/A | 0 | #N/A | #N/A | #N/A | #N/A | #N/A | #N/A | #N/A | #N/A | #N/A | #N/A | 0 | #N/A | #VALUE! | #VALUE! |  | #VALUE! | 0 | #VALUE! | #VALUE! |  | #VALUE! | #N/A | #N/A | #N/A | #N/A | 0 | #VALUE! | 0 | 100 | 0 | #N/A | #N/A | #N/A | #N/A | #N/A | #N/A | #N/A | #N/A | 1 slot, 1 way | #N/A | 0 | #DIV/0! | #VALUE! | 0 | 0 | 0 | 2 | #N/A | #VALUE! | #VALUE! | #VALUE! | #VALUE! | #VALUE! | #VALUE! | #VALUE! | #N/A | #N/A | M13 | M17 | M23 | M31 |  |  | TRUE | #DIV/0! | #DIV/0! | 0 | TRUE | TRUE | TRUE | FALSE | TRUE | TRUE | 0 | #VALUE! | #VALUE! |  | #N/A | #N/A |  | 0 | 0 | 0 | 0 | 0 | 0 | 0 | 0 | 0 | 0 | 0 | 0 | 0 | 0 | 0 | 0 | 0 | 0 | 0 | #N/A | - S | #N/A | #N/A | #N/A | #N/A | 0 | #VALUE! | 0 | 0 | #VALUE! | #VALUE! | #VALUE! | #VALUE! | #VALUE! | 0 | #VALUE! | 1
[65 empty] | #VALUE! | #N/A | #N/A | #N/A | #N/A | #N/A | #N/A | #N/A | #N/A | #N/A | #N/A | 0 | #N/A | #N/A | #N/A | #N/A | #N/A | #N/A | #N/A | #N/A | #N/A | #N/A | 0 | #N/A | #VALUE! | #VALUE! |  | #VALUE! | 0 | #VALUE! | #VALUE! |  | #VALUE! | #N/A | #N/A | #N/A | #N/A | 0 | #VALUE! | 0 | 100 | 0 | #N/A | #N/A | #N/A | #N/A | #N/A | #N/A | #N/A | #N/A | 1 slot, 1 way | #N/A | 0 | #DIV/0! | #VALUE! | 0 | 0 | 0 | 2 | #N/A | #VALUE! | #VALUE! | #VALUE! | #VALUE! | #VALUE! | #VALUE! | #VALUE! | #N/A | #N/A | M13 | M17 | M23 | M31 |  |  | TRUE | #DIV/0! | #DIV/0! | 0 | TRUE | TRUE | TRUE | FALSE | TRUE | TRUE | 0 | #VALUE! | #VALUE! |  | #N/A | #N/A |  | 0 | 0 | 0 | 0 | 0 | 0 | 0 | 0 | 0 | 0 | 0 | 0 | 0 | 0 | 0 | 0 | 0 | 0 | 0 | #N/A | - S | #N/A | #N/A | #N/A | #N/A | 0 | #VALUE! | 0 | 0 | #VALUE! | #VALUE! | #VALUE! | #VALUE! | #VALUE! | 0 | #VALUE! | 1
[65 empty] | #VALUE! | #N/A | #N/A | #N/A | #N/A | #N/A | #N/A | #N/A | #N/A | #N/A | #N/A | 0 | #N/A | #N/A | #N/A | #N/A | #N/A | #N/A | #N/A | #N/A | #N/A | #N/A | 0 | #N/A | #VALUE! | #VALUE! |  | #VALUE! | 0 | #VALUE! | #VALUE! |  | #VALUE! | #N/A | #N/A | #N/A | #N/A | 0 | #VALUE! | 0 | 100 | 0 | #N/A | #N/A | #N/A | #N/A | #N/A | #N/A | #N/A | #N/A | 1 slot, 1 way | #N/A | 0 | #DIV/0! | #VALUE! | 0 | 0 | 0 | 2 | #N/A | #VALUE! | #VALUE! | #VALUE! | #VALUE! | #VALUE! | #VALUE! | #VALUE! | #N/A | #N/A | M13 | M17 | M23 | M31 |  |  | TRUE | #DIV/0! | #DIV/0! | 0 | TRUE | TRUE | TRUE | FALSE | TRUE | TRUE | 0 | #VALUE! | #VALUE! |  | #N/A | #N/A |  | 0 | 0 | 0 | 0 | 0 | 0 | 0 | 0 | 0 | 0 | 0 | 0 | 0 | 0 | 0 | 0 | 0 | 0 | 0 | #N/A | - S | #N/A | #N/A | #N/A | #N/A | 0 | #VALUE! | 0 | 0 | #VALUE! | #VALUE! | #VALUE! | #VALUE! | #VALUE! | 0 | #VALUE! | 1
[65 empty] | #VALUE! | #N/A | #N/A | #N/A | #N/A | #N/A | #N/A | #N/A | #N/A | #N/A | #N/A | 0 | #N/A | #N/A | #N/A | #N/A | #N/A | #N/A | #N/A | #N/A | #N/A | #N/A | 0 | #N/A | #VALUE! | #VALUE! |  | #VALUE! | 0 | #VALUE! | #VALUE! |  | #VALUE! | #N/A | #N/A | #N/A | #N/A | 0 | #VALUE! | 0 | 100 | 0 | #N/A | #N/A | #N/A | #N/A | #N/A | #N/A | #N/A | #N/A | 1 slot, 1 way | #N/A | 0 | #DIV/0! | #VALUE! | 0 | 0 | 0 | 2 | #N/A | #VALUE! | #VALUE! | #VALUE! | #VALUE! | #VALUE! | #VALUE! | #VALUE! | #N/A | #N/A | M13 | M17 | M23 | M31 |  |  | TRUE | #DIV/0! | #DIV/0! | 0 | TRUE | TRUE | TRUE | FALSE | TRUE | TRUE | 0 | #VALUE! | #VALUE! |  | #N/A | #N/A |  | 0 | 0 | 0 | 0 | 0 | 0 | 0 | 0 | 0 | 0 | 0 | 0 | 0 | 0 | 0 | 0 | 0 | 0 | 0 | #N/A | - S | #N/A | #N/A | #N/A | #N/A | 0 | #VALUE! | 0 | 0 | #VALUE! | #VALUE! | #VALUE! | #VALUE! | #VALUE! | 0 | #VALUE! | 1
[65 empty] | #VALUE! | #N/A | #N/A | #N/A | #N/A | #N/A | #N/A | #N/A | #N/A | #N/A | #N/A | 0 | #N/A | #N/A | #N/A | #N/A | #N/A | #N/A | #N/A | #N/A | #N/A | #N/A | 0 | #N/A | #VALUE! | #VALUE! |  | #VALUE! | 0 | #VALUE! | #VALUE! |  | #VALUE! | #N/A | #N/A | #N/A | #N/A | 0 | #VALUE! | 0 | 100 | 0 | #N/A | #N/A | #N/A | #N/A | #N/A | #N/A | #N/A | #N/A | 1 slot, 1 way | #N/A | 0 | #DIV/0! | #VALUE! | 0 | 0 | 0 | 2 | #N/A | #VALUE! | #VALUE! | #VALUE! | #VALUE! | #VALUE! | #VALUE! | #VALUE! | #N/A | #N/A | M13 | M17 | M23 | M31 |  |  | TRUE | #DIV/0! | #DIV/0! | 0 | TRUE | TRUE | TRUE | FALSE | TRUE | TRUE | 0 | #VALUE! | #VALUE! |  | #N/A | #N/A |  | 0 | 0 | 0 | 0 | 0 | 0 | 0 | 0 | 0 | 0 | 0 | 0 | 0 | 0 | 0 | 0 | 0 | 0 | 0 | #N/A | - S | #N/A | #N/A | #N/A | #N/A | 0 | #VALUE! | 0 | 0 | #VALUE! | #VALUE! | #VALUE! | #VALUE! | #VALUE! | 0 | #VALUE! | 1
[65 empty] | #VALUE! | #N/A | #N/A | #N/A | #N/A | #N/A | #N/A | #N/A | #N/A | #N/A | #N/A | 0 | #N/A | #N/A | #N/A | #N/A | #N/A | #N/A | #N/A | #N/A | #N/A | #N/A | 0 | #N/A | #VALUE! | #VALUE! |  | #VALUE! | 0 | #VALUE! | #VALUE! |  | #VALUE! | #N/A | #N/A | #N/A | #N/A | 0 | #VALUE! | 0 | 100 | 0 | #N/A | #N/A | #N/A | #N/A | #N/A | #N/A | #N/A | #N/A | 1 slot, 1 way | #N/A | 0 | #DIV/0! | #VALUE! | 0 | 0 | 0 | 2 | #N/A | #VALUE! | #VALUE! | #VALUE! | #VALUE! | #VALUE! | #VALUE! | #VALUE! | #N/A | #N/A | M13 | M17 | M23 | M31 |  |  | TRUE | #DIV/0! | #DIV/0! | 0 | TRUE | TRUE | TRUE | FALSE | TRUE | TRUE | 0 | #VALUE! | #VALUE! |  | #N/A | #N/A |  | 0 | 0 | 0 | 0 | 0 | 0 | 0 | 0 | 0 | 0 | 0 | 0 | 0 | 0 | 0 | 0 | 0 | 0 | 0 | #N/A | - S | #N/A | #N/A | #N/A | #N/A | 0 | #VALUE! | 0 | 0 | #VALUE! | #VALUE! | #VALUE! | #VALUE! | #VALUE! | 0 | #VALUE! | 1
[65 empty] | #VALUE! | #N/A | #N/A | #N/A | #N/A | #N/A | #N/A | #N/A | #N/A | #N/A | #N/A | 0 | #N/A | #N/A | #N/A | #N/A | #N/A | #N/A | #N/A | #N/A | #N/A | #N/A | 0 | #N/A | #VALUE! | #VALUE! |  | #VALUE! | 0 | #VALUE! | #VALUE! |  | #VALUE! | #N/A | #N/A | #N/A | #N/A | 0 | #VALUE! | 0 | 100 | 0 | #N/A | #N/A | #N/A | #N/A | #N/A | #N/A | #N/A | #N/A | 1 slot, 1 way | #N/A | 0 | #DIV/0! | #VALUE! | 0 | 0 | 0 | 2 | #N/A | #VALUE! | #VALUE! | #VALUE! | #VALUE! | #VALUE! | #VALUE! | #VALUE! | #N/A | #N/A | M13 | M17 | M23 | M31 |  |  | TRUE | #DIV/0! | #DIV/0! | 0 | TRUE | TRUE | TRUE | FALSE | TRUE | TRUE | 0 | #VALUE! | #VALUE! |  | #N/A | #N/A |  | 0 | 0 | 0 | 0 | 0 | 0 | 0 | 0 | 0 | 0 | 0 | 0 | 0 | 0 | 0 | 0 | 0 | 0 | 0 | #N/A | - S | #N/A | #N/A | #N/A | #N/A | 0 | #VALUE! | 0 | 0 | #VALUE! | #VALUE! | #VALUE! | #VALUE! | #VALUE! | 0 | #VALUE! | 1
[65 empty] | #VALUE! | #N/A | #N/A | #N/A | #N/A | #N/A | #N/A | #N/A | #N/A | #N/A | #N/A | 0 | #N/A | #N/A | #N/A | #N/A | #N/A | #N/A | #N/A | #N/A | #N/A | #N/A | 0 | #N/A | #VALUE! | #VALUE! |  | #VALUE! | 0 | #VALUE! | #VALUE! |  | #VALUE! | #N/A | #N/A | #N/A | #N/A | 0 | #VALUE! | 0 | 100 | 0 | #N/A | #N/A | #N/A | #N/A | #N/A | #N/A | #N/A | #N/A | 1 slot, 1 way | #N/A | 0 | #DIV/0! | #VALUE! | 0 | 0 | 0 | 2 | #N/A | #VALUE! | #VALUE! | #VALUE! | #VALUE! | #VALUE! | #VALUE! | #VALUE! | #N/A | #N/A | M13 | M17 | M23 | M31 |  |  | TRUE | #DIV/0! | #DIV/0! | 0 | TRUE | TRUE | TRUE | FALSE | TRUE | TRUE | 0 | #VALUE! | #VALUE! |  | #N/A | #N/A |  | 0 | 0 | 0 | 0 | 0 | 0 | 0 | 0 | 0 | 0 | 0 | 0 | 0 | 0 | 0 | 0 | 0 | 0 | 0 | #N/A | - S | #N/A | #N/A | #N/A | #N/A | 0 | #VALUE! | 0 | 0 | #VALUE! | #VALUE! | #VALUE! | #VALUE! | #VALUE! | 0 | #VALUE! | 1
[65 empty] | #VALUE! | #N/A | #N/A | #N/A | #N/A | #N/A | #N/A | #N/A | #N/A | #N/A | #N/A | 0 | #N/A | #N/A | #N/A | #N/A | #N/A | #N/A | #N/A | #N/A | #N/A | #N/A | 0 | #N/A | #VALUE! | #VALUE! |  | #VALUE! | 0 | #VALUE! | #VALUE! |  | #VALUE! | #N/A | #N/A | #N/A | #N/A | 0 | #VALUE! | 0 | 100 | 0 | #N/A | #N/A | #N/A | #N/A | #N/A | #N/A | #N/A | #N/A | 1 slot, 1 way | #N/A | 0 | #DIV/0! | #VALUE! | 0 | 0 | 0 | 2 | #N/A | #VALUE! | #VALUE! | #VALUE! | #VALUE! | #VALUE! | #VALUE! | #VALUE! | #N/A | #N/A | M13 | M17 | M23 | M31 |  |  | TRUE | #DIV/0! | #DIV/0! | 0 | TRUE | TRUE | TRUE | FALSE | TRUE | TRUE | 0 | #VALUE! | #VALUE! |  | #N/A | #N/A |  | 0 | 0 | 0 | 0 | 0 | 0 | 0 | 0 | 0 | 0 | 0 | 0 | 0 | 0 | 0 | 0 | 0 | 0 | 0 | #N/A | - S | #N/A | #N/A | #N/A | #N/A | 0 | #VALUE! | 0 | 0 | #VALUE! | #VALUE! | #VALUE! | #VALUE! | #VALUE! | 0 | #VALUE! | 1
[65 empty] | #VALUE! | #N/A | #N/A | #N/A | #N/A | #N/A | #N/A | #N/A | #N/A | #N/A | #N/A | 0 | #N/A | #N/A | #N/A | #N/A | #N/A | #N/A | #N/A | #N/A | #N/A | #N/A | 0 | #N/A | #VALUE! | #VALUE! |  | #VALUE! | 0 | #VALUE! | #VALUE! |  | #VALUE! | #N/A | #N/A | #N/A | #N/A | 0 | #VALUE! | 0 | 100 | 0 | #N/A | #N/A | #N/A | #N/A | #N/A | #N/A | #N/A | #N/A | 1 slot, 1 way | #N/A | 0 | #DIV/0! | #VALUE! | 0 | 0 | 0 | 2 | #N/A | #VALUE! | #VALUE! | #VALUE! | #VALUE! | #VALUE! | #VALUE! | #VALUE! | #N/A | #N/A | M13 | M17 | M23 | M31 |  |  | TRUE | #DIV/0! | #DIV/0! | 0 | TRUE | TRUE | TRUE | FALSE | TRUE | TRUE | 0 | #VALUE! | #VALUE! |  | #N/A | #N/A |  | 0 | 0 | 0 | 0 | 0 | 0 | 0 | 0 | 0 | 0 | 0 | 0 | 0 | 0 | 0 | 0 | 0 | 0 | 0 | #N/A | - S | #N/A | #N/A | #N/A | #N/A | 0 | #VALUE! | 0 | 0 | #VALUE! | #VALUE! | #VALUE! | #VALUE! | #VALUE! | 0 | #VALUE! | 1
[65 empty] | #VALUE! | #N/A | #N/A | #N/A | #N/A | #N/A | #N/A | #N/A | #N/A | #N/A | #N/A | 0 | #N/A | #N/A | #N/A | #N/A | #N/A | #N/A | #N/A | #N/A | #N/A | #N/A | 0 | #N/A | #VALUE! | #VALUE! |  | #VALUE! | 0 | #VALUE! | #VALUE! |  | #VALUE! | #N/A | #N/A | #N/A | #N/A | 0 | #VALUE! | 0 | 100 | 0 | #N/A | #N/A | #N/A | #N/A | #N/A | #N/A | #N/A | #N/A | 1 slot, 1 way | #N/A | 0 | #DIV/0! | #VALUE! | 0 | 0 | 0 | 2 | #N/A | #VALUE! | #VALUE! | #VALUE! | #VALUE! | #VALUE! | #VALUE! | #VALUE! | #N/A | #N/A | M13 | M17 | M23 | M31 |  |  | TRUE | #DIV/0! | #DIV/0! | 0 | TRUE | TRUE | TRUE | FALSE | TRUE | TRUE | 0 | #VALUE! | #VALUE! |  | #N/A | #N/A |  | 0 | 0 | 0 | 0 | 0 | 0 | 0 | 0 | 0 | 0 | 0 | 0 | 0 | 0 | 0 | 0 | 0 | 0 | 0 | #N/A | - S | #N/A | #N/A | #N/A | #N/A | 0 | #VALUE! | 0 | 0 | #VALUE! | #VALUE! | #VALUE! | #VALUE! | #VALUE! | 0 | #VALUE! | 1
[65 empty] | #VALUE! | #N/A | #N/A | #N/A | #N/A | #N/A | #N/A | #N/A | #N/A | #N/A | #N/A | 0 | #N/A | #N/A | #N/A | #N/A | #N/A | #N/A | #N/A | #N/A | #N/A | #N/A | 0 | #N/A | #VALUE! | #VALUE! |  | #VALUE! | 0 | #VALUE! | #VALUE! |  | #VALUE! | #N/A | #N/A | #N/A | #N/A | 0 | #VALUE! | 0 | 100 | 0 | #N/A | #N/A | #N/A | #N/A | #N/A | #N/A | #N/A | #N/A | 1 slot, 1 way | #N/A | 0 | #DIV/0! | #VALUE! | 0 | 0 | 0 | 2 | #N/A | #VALUE! | #VALUE! | #VALUE! | #VALUE! | #VALUE! | #VALUE! | #VALUE! | #N/A | #N/A | M13 | M17 | M23 | M31 |  |  | TRUE | #DIV/0! | #DIV/0! | 0 | TRUE | TRUE | TRUE | FALSE | TRUE | TRUE | 0 | #VALUE! | #VALUE! |  | #N/A | #N/A |  | 0 | 0 | 0 | 0 | 0 | 0 | 0 | 0 | 0 | 0 | 0 | 0 | 0 | 0 | 0 | 0 | 0 | 0 | 0 | #N/A | - S | #N/A | #N/A | #N/A | #N/A | 0 | #VALUE! | 0 | 0 | #VALUE! | #VALUE! | #VALUE! | #VALUE! | #VALUE! | 0 | #VALUE! | 1
[65 empty] | #VALUE! | #N/A | #N/A | #N/A | #N/A | #N/A | #N/A | #N/A | #N/A | #N/A | #N/A | 0 | #N/A | #N/A | #N/A | #N/A | #N/A | #N/A | #N/A | #N/A | #N/A | #N/A | 0 | #N/A | #VALUE! | #VALUE! |  | #VALUE! | 0 | #VALUE! | #VALUE! |  | #VALUE! | #N/A | #N/A | #N/A | #N/A | 0 | #VALUE! | 0 | 100 | 0 | #N/A | #N/A | #N/A | #N/A | #N/A | #N/A | #N/A | #N/A | 1 slot, 1 way | #N/A | 0 | #DIV/0! | #VALUE! | 0 | 0 | 0 | 2 | #N/A | #VALUE! | #VALUE! | #VALUE! | #VALUE! | #VALUE! | #VALUE! | #VALUE! | #N/A | #N/A | M13 | M17 | M23 | M31 |  |  | TRUE | #DIV/0! | #DIV/0! | 0 | TRUE | TRUE | TRUE | FALSE | TRUE | TRUE | 0 | #VALUE! | #VALUE! |  | #N/A | #N/A |  | 0 | 0 | 0 | 0 | 0 | 0 | 0 | 0 | 0 | 0 | 0 | 0 | 0 | 0 | 0 | 0 | 0 | 0 | 0 | #N/A | - S | #N/A | #N/A | #N/A | #N/A | 0 | #VALUE! | 0 | 0 | #VALUE! | #VALUE! | #VALUE! | #VALUE! | #VALUE! | 0 | #VALUE! | 1
[65 empty] | #VALUE! | #N/A | #N/A | #N/A | #N/A | #N/A | #N/A | #N/A | #N/A | #N/A | #N/A | 0 | #N/A | #N/A | #N/A | #N/A | #N/A | #N/A | #N/A | #N/A | #N/A | #N/A | 0 | #N/A | #VALUE! | #VALUE! |  | #VALUE! | 0 | #VALUE! | #VALUE! |  | #VALUE! | #N/A | #N/A | #N/A | #N/A | 0 | #VALUE! | 0 | 100 | 0 | #N/A | #N/A | #N/A | #N/A | #N/A | #N/A | #N/A | #N/A | 1 slot, 1 way | #N/A | 0 | #DIV/0! | #VALUE! | 0 | 0 | 0 | 2 | #N/A | #VALUE! | #VALUE! | #VALUE! | #VALUE! | #VALUE! | #VALUE! | #VALUE! | #N/A | #N/A | M13 | M17 | M23 | M31 |  |  | TRUE | #DIV/0! | #DIV/0! | 0 | TRUE | TRUE | TRUE | FALSE | TRUE | TRUE | 0 | #VALUE! | #VALUE! |  | #N/A | #N/A |  | 0 | 0 | 0 | 0 | 0 | 0 | 0 | 0 | 0 | 0 | 0 | 0 | 0 | 0 | 0 | 0 | 0 | 0 | 0 | #N/A | - S | #N/A | #N/A | #N/A | #N/A | 0 | #VALUE! | 0 | 0 | #VALUE! | #VALUE! | #VALUE! | #VALUE! | #VALUE! | 0 | #VALUE! | 1
[65 empty] | #VALUE! | #N/A | #N/A | #N/A | #N/A | #N/A | #N/A | #N/A | #N/A | #N/A | #N/A | 0 | #N/A | #N/A | #N/A | #N/A | #N/A | #N/A | #N/A | #N/A | #N/A | #N/A | 0 | #N/A | #VALUE! | #VALUE! |  | #VALUE! | 0 | #VALUE! | #VALUE! |  | #VALUE! | #N/A | #N/A | #N/A | #N/A | 0 | #VALUE! | 0 | 100 | 0 | #N/A | #N/A | #N/A | #N/A | #N/A | #N/A | #N/A | #N/A | 1 slot, 1 way | #N/A | 0 | #DIV/0! | #VALUE! | 0 | 0 | 0 | 2 | #N/A | #VALUE! | #VALUE! | #VALUE! | #VALUE! | #VALUE! | #VALUE! | #VALUE! | #N/A | #N/A | M13 | M17 | M23 | M31 |  |  | TRUE | #DIV/0! | #DIV/0! | 0 | TRUE | TRUE | TRUE | FALSE | TRUE | TRUE | 0 | #VALUE! | #VALUE! |  | #N/A | #N/A |  | 0 | 0 | 0 | 0 | 0 | 0 | 0 | 0 | 0 | 0 | 0 | 0 | 0 | 0 | 0 | 0 | 0 | 0 | 0 | #N/A | - S | #N/A | #N/A | #N/A | #N/A | 0 | #VALUE! | 0 | 0 | #VALUE! | #VALUE! | #VALUE! | #VALUE! | #VALUE! | 0 | #VALUE! | 1
[65 empty] | #VALUE! | #N/A | #N/A | #N/A | #N/A | #N/A | #N/A | #N/A | #N/A | #N/A | #N/A | 0 | #N/A | #N/A | #N/A | #N/A | #N/A | #N/A | #N/A | #N/A | #N/A | #N/A | 0 | #N/A | #VALUE! | #VALUE! |  | #VALUE! | 0 | #VALUE! | #VALUE! |  | #VALUE! | #N/A | #N/A | #N/A | #N/A | 0 | #VALUE! | 0 | 100 | 0 | #N/A | #N/A | #N/A | #N/A | #N/A | #N/A | #N/A | #N/A | 1 slot, 1 way | #N/A | 0 | #DIV/0! | #VALUE! | 0 | 0 | 0 | 2 | #N/A | #VALUE! | #VALUE! | #VALUE! | #VALUE! | #VALUE! | #VALUE! | #VALUE! | #N/A | #N/A | M13 | M17 | M23 | M31 |  |  | TRUE | #DIV/0! | #DIV/0! | 0 | TRUE | TRUE | TRUE | FALSE | TRUE | TRUE | 0 | #VALUE! | #VALUE! |  | #N/A | #N/A |  | 0 | 0 | 0 | 0 | 0 | 0 | 0 | 0 | 0 | 0 | 0 | 0 | 0 | 0 | 0 | 0 | 0 | 0 | 0 | #N/A | - S | #N/A | #N/A | #N/A | #N/A | 0 | #VALUE! | 0 | 0 | #VALUE! | #VALUE! | #VALUE! | #VALUE! | #VALUE! | 0 | #VALUE! | 1
[65 empty] | #VALUE! | #N/A | #N/A | #N/A | #N/A | #N/A | #N/A | #N/A | #N/A | #N/A | #N/A | 0 | #N/A | #N/A | #N/A | #N/A | #N/A | #N/A | #N/A | #N/A | #N/A | #N/A | 0 | #N/A | #VALUE! | #VALUE! |  | #VALUE! | 0 | #VALUE! | #VALUE! |  | #VALUE! | #N/A | #N/A | #N/A | #N/A | 0 | #VALUE! | 0 | 100 | 0 | #N/A | #N/A | #N/A | #N/A | #N/A | #N/A | #N/A | #N/A | 1 slot, 1 way | #N/A | 0 | #DIV/0! | #VALUE! | 0 | 0 | 0 | 2 | #N/A | #VALUE! | #VALUE! | #VALUE! | #VALUE! | #VALUE! | #VALUE! | #VALUE! | #N/A | #N/A | M13 | M17 | M23 | M31 |  |  | TRUE | #DIV/0! | #DIV/0! | 0 | TRUE | TRUE | TRUE | FALSE | TRUE | TRUE | 0 | #VALUE! | #VALUE! |  | #N/A | #N/A |  | 0 | 0 | 0 | 0 | 0 | 0 | 0 | 0 | 0 | 0 | 0 | 0 | 0 | 0 | 0 | 0 | 0 | 0 | 0 | #N/A | - S | #N/A | #N/A | #N/A | #N/A | 0 | #VALUE! | 0 | 0 | #VALUE! | #VALUE! | #VALUE! | #VALUE! | #VALUE! | 0 | #VALUE! | 1
[65 empty] | #VALUE! | #N/A | #N/A | #N/A | #N/A | #N/A | #N/A | #N/A | #N/A | #N/A | #N/A | 0 | #N/A | #N/A | #N/A | #N/A | #N/A | #N/A | #N/A | #N/A | #N/A | #N/A | 0 | #N/A | #VALUE! | #VALUE! |  | #VALUE! | 0 | #VALUE! | #VALUE! |  | #VALUE! | #N/A | #N/A | #N/A | #N/A | 0 | #VALUE! | 0 | 100 | 0 | #N/A | #N/A | #N/A | #N/A | #N/A | #N/A | #N/A | #N/A | 1 slot, 1 way | #N/A | 0 | #DIV/0! | #VALUE! | 0 | 0 | 0 | 2 | #N/A | #VALUE! | #VALUE! | #VALUE! | #VALUE! | #VALUE! | #VALUE! | #VALUE! | #N/A | #N/A | M13 | M17 | M23 | M31 |  |  | TRUE | #DIV/0! | #DIV/0! | 0 | TRUE | TRUE | TRUE | FALSE | TRUE | TRUE | 0 | #VALUE! | #VALUE! |  | #N/A | #N/A |  | 0 | 0 | 0 | 0 | 0 | 0 | 0 | 0 | 0 | 0 | 0 | 0 | 0 | 0 | 0 | 0 | 0 | 0 | 0 | #N/A | - S | #N/A | #N/A | #N/A | #N/A | 0 | #VALUE! | 0 | 0 | #VALUE! | #VALUE! | #VALUE! | #VALUE! | #VALUE! | 0 | #VALUE! | 1
[65 empty] | #VALUE! | #N/A | #N/A | #N/A | #N/A | #N/A | #N/A | #N/A | #N/A | #N/A | #N/A | 0 | #N/A | #N/A | #N/A | #N/A | #N/A | #N/A | #N/A | #N/A | #N/A | #N/A | 0 | #N/A | #VALUE! | #VALUE! |  | #VALUE! | 0 | #VALUE! | #VALUE! |  | #VALUE! | #N/A | #N/A | #N/A | #N/A | 0 | #VALUE! | 0 | 100 | 0 | #N/A | #N/A | #N/A | #N/A | #N/A | #N/A | #N/A | #N/A | 1 slot, 1 way | #N/A | 0 | #DIV/0! | #VALUE! | 0 | 0 | 0 | 2 | #N/A | #VALUE! | #VALUE! | #VALUE! | #VALUE! | #VALUE! | #VALUE! | #VALUE! | #N/A | #N/A | M13 | M17 | M23 | M31 |  |  | TRUE | #DIV/0! | #DIV/0! | 0 | TRUE | TRUE | TRUE | FALSE | TRUE | TRUE | 0 | #VALUE! | #VALUE! |  | #N/A | #N/A |  | 0 | 0 | 0 | 0 | 0 | 0 | 0 | 0 | 0 | 0 | 0 | 0 | 0 | 0 | 0 | 0 | 0 | 0 | 0 | #N/A | - S | #N/A | #N/A | #N/A | #N/A | 0 | #VALUE! | 0 | 0 | #VALUE! | #VALUE! | #VALUE! | #VALUE! | #VALUE! | 0 | #VALUE! | 1
[65 empty] | #VALUE! | #N/A | #N/A | #N/A | #N/A | #N/A | #N/A | #N/A | #N/A | #N/A | #N/A | 0 | #N/A | #N/A | #N/A | #N/A | #N/A | #N/A | #N/A | #N/A | #N/A | #N/A | 0 | #N/A | #VALUE! | #VALUE! |  | #VALUE! | 0 | #VALUE! | #VALUE! |  | #VALUE! | #N/A | #N/A | #N/A | #N/A | 0 | #VALUE! | 0 | 100 | 0 | #N/A | #N/A | #N/A | #N/A | #N/A | #N/A | #N/A | #N/A | 1 slot, 1 way | #N/A | 0 | #DIV/0! | #VALUE! | 0 | 0 | 0 | 2 | #N/A | #VALUE! | #VALUE! | #VALUE! | #VALUE! | #VALUE! | #VALUE! | #VALUE! | #N/A | #N/A | M13 | M17 | M23 | M31 |  |  | TRUE | #DIV/0! | #DIV/0! | 0 | TRUE | TRUE | TRUE | FALSE | TRUE | TRUE | 0 | #VALUE! | #VALUE! |  | #N/A | #N/A |  | 0 | 0 | 0 | 0 | 0 | 0 | 0 | 0 | 0 | 0 | 0 | 0 | 0 | 0 | 0 | 0 | 0 | 0 | 0 | #N/A | - S | #N/A | #N/A | #N/A | #N/A | 0 | #VALUE! | 0 | 0 | #VALUE! | #VALUE! | #VALUE! | #VALUE! | #VALUE! | 0 | #VALUE! | 1
[65 empty] | #VALUE! | #N/A | #N/A | #N/A | #N/A | #N/A | #N/A | #N/A | #N/A | #N/A | #N/A | 0 | #N/A | #N/A | #N/A | #N/A | #N/A | #N/A | #N/A | #N/A | #N/A | #N/A | 0 | #N/A | #VALUE! | #VALUE! |  | #VALUE! | 0 | #VALUE! | #VALUE! |  | #VALUE! | #N/A | #N/A | #N/A | #N/A | 0 | #VALUE! | 0 | 100 | 0 | #N/A | #N/A | #N/A | #N/A | #N/A | #N/A | #N/A | #N/A | 1 slot, 1 way | #N/A | 0 | #DIV/0! | #VALUE! | 0 | 0 | 0 | 2 | #N/A | #VALUE! | #VALUE! | #VALUE! | #VALUE! | #VALUE! | #VALUE! | #VALUE! | #N/A | #N/A | M13 | M17 | M23 | M31 |  |  | TRUE | #DIV/0! | #DIV/0! | 0 | TRUE | TRUE | TRUE | FALSE | TRUE | TRUE | 0 | #VALUE! | #VALUE! |  | #N/A | #N/A |  | 0 | 0 | 0 | 0 | 0 | 0 | 0 | 0 | 0 | 0 | 0 | 0 | 0 | 0 | 0 | 0 | 0 | 0 | 0 | #N/A | - S | #N/A | #N/A | #N/A | #N/A | 0 | #VALUE! | 0 | 0 | #VALUE! | #VALUE! | #VALUE! | #VALUE! | #VALUE! | 0 | #VALUE! | 1
[65 empty] | #VALUE! | #N/A | #N/A | #N/A | #N/A | #N/A | #N/A | #N/A | #N/A | #N/A | #N/A | 0 | #N/A | #N/A | #N/A | #N/A | #N/A | #N/A | #N/A | #N/A | #N/A | #N/A | 0 | #N/A | #VALUE! | #VALUE! |  | #VALUE! | 0 | #VALUE! | #VALUE! |  | #VALUE! | #N/A | #N/A | #N/A | #N/A | 0 | #VALUE! | 0 | 100 | 0 | #N/A | #N/A | #N/A | #N/A | #N/A | #N/A | #N/A | #N/A | 1 slot, 1 way | #N/A | 0 | #DIV/0! | #VALUE! | 0 | 0 | 0 | 2 | #N/A | #VALUE! | #VALUE! | #VALUE! | #VALUE! | #VALUE! | #VALUE! | #VALUE! | #N/A | #N/A | M13 | M17 | M23 | M31 |  |  | TRUE | #DIV/0! | #DIV/0! | 0 | TRUE | TRUE | TRUE | FALSE | TRUE | TRUE | 0 | #VALUE! | #VALUE! |  | #N/A | #N/A |  | 0 | 0 | 0 | 0 | 0 | 0 | 0 | 0 | 0 | 0 | 0 | 0 | 0 | 0 | 0 | 0 | 0 | 0 | 0 | #N/A | - S | #N/A | #N/A | #N/A | #N/A | 0 | #VALUE! | 0 | 0 | #VALUE! | #VALUE! | #VALUE! | #VALUE! | #VALUE! | 0 | #VALUE! | 1
[65 empty] | #VALUE! | #N/A | #N/A | #N/A | #N/A | #N/A | #N/A | #N/A | #N/A | #N/A | #N/A | 0 | #N/A | #N/A | #N/A | #N/A | #N/A | #N/A | #N/A | #N/A | #N/A | #N/A | 0 | #N/A | #VALUE! | #VALUE! |  | #VALUE! | 0 | #VALUE! | #VALUE! |  | #VALUE! | #N/A | #N/A | #N/A | #N/A | 0 | #VALUE! | 0 | 100 | 0 | #N/A | #N/A | #N/A | #N/A | #N/A | #N/A | #N/A | #N/A | 1 slot, 1 way | #N/A | 0 | #DIV/0! | #VALUE! | 0 | 0 | 0 | 2 | #N/A | #VALUE! | #VALUE! | #VALUE! | #VALUE! | #VALUE! | #VALUE! | #VALUE! | #N/A | #N/A | M13 | M17 | M23 | M31 |  |  | TRUE | #DIV/0! | #DIV/0! | 0 | TRUE | TRUE | TRUE | FALSE | TRUE | TRUE | 0 | #VALUE! | #VALUE! |  | #N/A | #N/A |  | 0 | 0 | 0 | 0 | 0 | 0 | 0 | 0 | 0 | 0 | 0 | 0 | 0 | 0 | 0 | 0 | 0 | 0 | 0 | #N/A | - S | #N/A | #N/A | #N/A | #N/A | 0 | #VALUE! | 0 | 0 | #VALUE! | #VALUE! | #VALUE! | #VALUE! | #VALUE! | 0 | #VALUE! | 1
[65 empty] | #VALUE! | #N/A | #N/A | #N/A | #N/A | #N/A | #N/A | #N/A | #N/A | #N/A | #N/A | 0 | #N/A | #N/A | #N/A | #N/A | #N/A | #N/A | #N/A | #N/A | #N/A | #N/A | 0 | #N/A | #VALUE! | #VALUE! |  | #VALUE! | 0 | #VALUE! | #VALUE! |  | #VALUE! | #N/A | #N/A | #N/A | #N/A | 0 | #VALUE! | 0 | 100 | 0 | #N/A | #N/A | #N/A | #N/A | #N/A | #N/A | #N/A | #N/A | 1 slot, 1 way | #N/A | 0 | #DIV/0! | #VALUE! | 0 | 0 | 0 | 2 | #N/A | #VALUE! | #VALUE! | #VALUE! | #VALUE! | #VALUE! | #VALUE! | #VALUE! | #N/A | #N/A | M13 | M17 | M23 | M31 |  |  | TRUE | #DIV/0! | #DIV/0! | 0 | TRUE | TRUE | TRUE | FALSE | TRUE | TRUE | 0 | #VALUE! | #VALUE! |  | #N/A | #N/A |  | 0 | 0 | 0 | 0 | 0 | 0 | 0 | 0 | 0 | 0 | 0 | 0 | 0 | 0 | 0 | 0 | 0 | 0 | 0 | #N/A | - S | #N/A | #N/A | #N/A | #N/A | 0 | #VALUE! | 0 | 0 | #VALUE! | #VALUE! | #VALUE! | #VALUE! | #VALUE! | 0 | #VALUE! | 1
[65 empty] | #VALUE! | #N/A | #N/A | #N/A | #N/A | #N/A | #N/A | #N/A | #N/A | #N/A | #N/A | 0 | #N/A | #N/A | #N/A | #N/A | #N/A | #N/A | #N/A | #N/A | #N/A | #N/A | 0 | #N/A | #VALUE! | #VALUE! |  | #VALUE! | 0 | #VALUE! | #VALUE! |  | #VALUE! | #N/A | #N/A | #N/A | #N/A | 0 | #VALUE! | 0 | 100 | 0 | #N/A | #N/A | #N/A | #N/A | #N/A | #N/A | #N/A | #N/A | 1 slot, 1 way | #N/A | 0 | #DIV/0! | #VALUE! | 0 | 0 | 0 | 2 | #N/A | #VALUE! | #VALUE! | #VALUE! | #VALUE! | #VALUE! | #VALUE! | #VALUE! | #N/A | #N/A | M13 | M17 | M23 | M31 |  |  | TRUE | #DIV/0! | #DIV/0! | 0 | TRUE | TRUE | TRUE | FALSE | TRUE | TRUE | 0 | #VALUE! | #VALUE! |  | #N/A | #N/A |  | 0 | 0 | 0 | 0 | 0 | 0 | 0 | 0 | 0 | 0 | 0 | 0 | 0 | 0 | 0 | 0 | 0 | 0 | 0 | #N/A | - S | #N/A | #N/A | #N/A | #N/A | 0 | #VALUE! | 0 | 0 | #VALUE! | #VALUE! | #VALUE! | #VALUE! | #VALUE! | 0 | #VALUE! | 1
[65 empty] | #VALUE! | #N/A | #N/A | #N/A | #N/A | #N/A | #N/A | #N/A | #N/A | #N/A | #N/A | 0 | #N/A | #N/A | #N/A | #N/A | #N/A | #N/A | #N/A | #N/A | #N/A | #N/A | 0 | #N/A | #VALUE! | #VALUE! |  | #VALUE! | 0 | #VALUE! | #VALUE! |  | #VALUE! | #N/A | #N/A | #N/A | #N/A | 0 | #VALUE! | 0 | 100 | 0 | #N/A | #N/A | #N/A | #N/A | #N/A | #N/A | #N/A | #N/A | 1 slot, 1 way | #N/A | 0 | #DIV/0! | #VALUE! | 0 | 0 | 0 | 2 | #N/A | #VALUE! | #VALUE! | #VALUE! | #VALUE! | #VALUE! | #VALUE! | #VALUE! | #N/A | #N/A | M13 | M17 | M23 | M31 |  |  | TRUE | #DIV/0! | #DIV/0! | 0 | TRUE | TRUE | TRUE | FALSE | TRUE | TRUE | 0 | #VALUE! | #VALUE! |  | #N/A | #N/A |  | 0 | 0 | 0 | 0 | 0 | 0 | 0 | 0 | 0 | 0 | 0 | 0 | 0 | 0 | 0 | 0 | 0 | 0 | 0 | #N/A | - S | #N/A | #N/A | #N/A | #N/A | 0 | #VALUE! | 0 | 0 | #VALUE! | #VALUE! | #VALUE! | #VALUE! | #VALUE! | 0 | #VALUE! | 1
[65 empty] | #VALUE! | #N/A | #N/A | #N/A | #N/A | #N/A | #N/A | #N/A | #N/A | #N/A | #N/A | 0 | #N/A | #N/A | #N/A | #N/A | #N/A | #N/A | #N/A | #N/A | #N/A | #N/A | 0 | #N/A | #VALUE! | #VALUE! |  | #VALUE! | 0 | #VALUE! | #VALUE! |  | #VALUE! | #N/A | #N/A | #N/A | #N/A | 0 | #VALUE! | 0 | 100 | 0 | #N/A | #N/A | #N/A | #N/A | #N/A | #N/A | #N/A | #N/A | 1 slot, 1 way | #N/A | 0 | #DIV/0! | #VALUE! | 0 | 0 | 0 | 2 | #N/A | #VALUE! | #VALUE! | #VALUE! | #VALUE! | #VALUE! | #VALUE! | #VALUE! | #N/A | #N/A | M13 | M17 | M23 | M31 |  |  | TRUE | #DIV/0! | #DIV/0! | 0 | TRUE | TRUE | TRUE | FALSE | TRUE | TRUE | 0 | #VALUE! | #VALUE! |  | #N/A | #N/A |  | 0 | 0 | 0 | 0 | 0 | 0 | 0 | 0 | 0 | 0 | 0 | 0 | 0 | 0 | 0 | 0 | 0 | 0 | 0 | #N/A | - S | #N/A | #N/A | #N/A | #N/A | 0 | #VALUE! | 0 | 0 | #VALUE! | #VALUE! | #VALUE! | #VALUE! | #VALUE! | 0 | #VALUE! | 1
[65 empty] | #VALUE! | #N/A | #N/A | #N/A | #N/A | #N/A | #N/A | #N/A | #N/A | #N/A | #N/A | 0 | #N/A | #N/A | #N/A | #N/A | #N/A | #N/A | #N/A | #N/A | #N/A | #N/A | 0 | #N/A | #VALUE! | #VALUE! |  | #VALUE! | 0 | #VALUE! | #VALUE! |  | #VALUE! | #N/A | #N/A | #N/A | #N/A | 0 | #VALUE! | 0 | 100 | 0 | #N/A | #N/A | #N/A | #N/A | #N/A | #N/A | #N/A | #N/A | 1 slot, 1 way | #N/A | 0 | #DIV/0! | #VALUE! | 0 | 0 | 0 | 2 | #N/A | #VALUE! | #VALUE! | #VALUE! | #VALUE! | #VALUE! | #VALUE! | #VALUE! | #N/A | #N/A | M13 | M17 | M23 | M31 |  |  | TRUE | #DIV/0! | #DIV/0! | 0 | TRUE | TRUE | TRUE | FALSE | TRUE | TRUE | 0 | #VALUE! | #VALUE! |  | #N/A | #N/A |  | 0 | 0 | 0 | 0 | 0 | 0 | 0 | 0 | 0 | 0 | 0 | 0 | 0 | 0 | 0 | 0 | 0 | 0 | 0 | #N/A | - S | #N/A | #N/A | #N/A | #N/A | 0 | #VALUE! | 0 | 0 | #VALUE! | #VALUE! | #VALUE! | #VALUE! | #VALUE! | 0 | #VALUE! | 1
[65 empty] | #VALUE! | #N/A | #N/A | #N/A | #N/A | #N/A | #N/A | #N/A | #N/A | #N/A | #N/A | 0 | #N/A | #N/A | #N/A | #N/A | #N/A | #N/A | #N/A | #N/A | #N/A | #N/A | 0 | #N/A | #VALUE! | #VALUE! |  | #VALUE! | 0 | #VALUE! | #VALUE! |  | #VALUE! | #N/A | #N/A | #N/A | #N/A | 0 | #VALUE! | 0 | 100 | 0 | #N/A | #N/A | #N/A | #N/A | #N/A | #N/A | #N/A | #N/A | 1 slot, 1 way | #N/A | 0 | #DIV/0! | #VALUE! | 0 | 0 | 0 | 2 | #N/A | #VALUE! | #VALUE! | #VALUE! | #VALUE! | #VALUE! | #VALUE! | #VALUE! | #N/A | #N/A | M13 | M17 | M23 | M31 |  |  | TRUE | #DIV/0! | #DIV/0! | 0 | TRUE | TRUE | TRUE | FALSE | TRUE | TRUE | 0 | #VALUE! | #VALUE! |  | #N/A | #N/A |  | 0 | 0 | 0 | 0 | 0 | 0 | 0 | 0 | 0 | 0 | 0 | 0 | 0 | 0 | 0 | 0 | 0 | 0 | 0 | #N/A | - S | #N/A | #N/A | #N/A | #N/A | 0 | #VALUE! | 0 | 0 | #VALUE! | #VALUE! | #VALUE! | #VALUE! | #VALUE! | 0 | #VALUE! | 1
[65 empty] | #VALUE! | #N/A | #N/A | #N/A | #N/A | #N/A | #N/A | #N/A | #N/A | #N/A | #N/A | 0 | #N/A | #N/A | #N/A | #N/A | #N/A | #N/A | #N/A | #N/A | #N/A | #N/A | 0 | #N/A | #VALUE! | #VALUE! |  | #VALUE! | 0 | #VALUE! | #VALUE! |  | #VALUE! | #N/A | #N/A | #N/A | #N/A | 0 | #VALUE! | 0 | 100 | 0 | #N/A | #N/A | #N/A | #N/A | #N/A | #N/A | #N/A | #N/A | 1 slot, 1 way | #N/A | 0 | #DIV/0! | #VALUE! | 0 | 0 | 0 | 2 | #N/A | #VALUE! | #VALUE! | #VALUE! | #VALUE! | #VALUE! | #VALUE! | #VALUE! | #N/A | #N/A | M13 | M17 | M23 | M31 |  |  | TRUE | #DIV/0! | #DIV/0! | 0 | TRUE | TRUE | TRUE | FALSE | TRUE | TRUE | 0 | #VALUE! | #VALUE! |  | #N/A | #N/A |  | 0 | 0 | 0 | 0 | 0 | 0 | 0 | 0 | 0 | 0 | 0 | 0 | 0 | 0 | 0 | 0 | 0 | 0 | 0 | #N/A | - S | #N/A | #N/A | #N/A | #N/A | 0 | #VALUE! | 0 | 0 | #VALUE! | #VALUE! | #VALUE! | #VALUE! | #VALUE! | 0 | #VALUE! | 1
[65 empty] | #VALUE! | #N/A | #N/A | #N/A | #N/A | #N/A | #N/A | #N/A | #N/A | #N/A | #N/A | 0 | #N/A | #N/A | #N/A | #N/A | #N/A | #N/A | #N/A | #N/A | #N/A | #N/A | 0 | #N/A | #VALUE! | #VALUE! |  | #VALUE! | 0 | #VALUE! | #VALUE! |  | #VALUE! | #N/A | #N/A | #N/A | #N/A | 0 | #VALUE! | 0 | 100 | 0 | #N/A | #N/A | #N/A | #N/A | #N/A | #N/A | #N/A | #N/A | 1 slot, 1 way | #N/A | 0 | #DIV/0! | #VALUE! | 0 | 0 | 0 | 2 | #N/A | #VALUE! | #VALUE! | #VALUE! | #VALUE! | #VALUE! | #VALUE! | #VALUE! | #N/A | #N/A | M13 | M17 | M23 | M31 |  |  | TRUE | #DIV/0! | #DIV/0! | 0 | TRUE | TRUE | TRUE | FALSE | TRUE | TRUE | 0 | #VALUE! | #VALUE! |  | #N/A | #N/A |  | 0 | 0 | 0 | 0 | 0 | 0 | 0 | 0 | 0 | 0 | 0 | 0 | 0 | 0 | 0 | 0 | 0 | 0 | 0 | #N/A | - S | #N/A | #N/A | #N/A | #N/A | 0 | #VALUE! | 0 | 0 | #VALUE! | #VALUE! | #VALUE! | #VALUE! | #VALUE! | 0 | #VALUE! | 1
[65 empty] | #VALUE! | #N/A | #N/A | #N/A | #N/A | #N/A | #N/A | #N/A | #N/A | #N/A | #N/A | 0 | #N/A | #N/A | #N/A | #N/A | #N/A | #N/A | #N/A | #N/A | #N/A | #N/A | 0 | #N/A | #VALUE! | #VALUE! |  | #VALUE! | 0 | #VALUE! | #VALUE! |  | #VALUE! | #N/A | #N/A | #N/A | #N/A | 0 | #VALUE! | 0 | 100 | 0 | #N/A | #N/A | #N/A | #N/A | #N/A | #N/A | #N/A | #N/A | 1 slot, 1 way | #N/A | 0 | #DIV/0! | #VALUE! | 0 | 0 | 0 | 2 | #N/A | #VALUE! | #VALUE! | #VALUE! | #VALUE! | #VALUE! | #VALUE! | #VALUE! | #N/A | #N/A | M13 | M17 | M23 | M31 |  |  | TRUE | #DIV/0! | #DIV/0! | 0 | TRUE | TRUE | TRUE | FALSE | TRUE | TRUE | 0 | #VALUE! | #VALUE! |  | #N/A | #N/A |  | 0 | 0 | 0 | 0 | 0 | 0 | 0 | 0 | 0 | 0 | 0 | 0 | 0 | 0 | 0 | 0 | 0 | 0 | 0 | #N/A | - S | #N/A | #N/A | #N/A | #N/A | 0 | #VALUE! | 0 | 0 | #VALUE! | #VALUE! | #VALUE! | #VALUE! | #VALUE! | 0 | #VALUE! | 1
[65 empty] | #VALUE! | #N/A | #N/A | #N/A | #N/A | #N/A | #N/A | #N/A | #N/A | #N/A | #N/A | 0 | #N/A | #N/A | #N/A | #N/A | #N/A | #N/A | #N/A | #N/A | #N/A | #N/A | 0 | #N/A | #VALUE! | #VALUE! |  | #VALUE! | 0 | #VALUE! | #VALUE! |  | #VALUE! | #N/A | #N/A | #N/A | #N/A | 0 | #VALUE! | 0 | 100 | 0 | #N/A | #N/A | #N/A | #N/A | #N/A | #N/A | #N/A | #N/A | 1 slot, 1 way | #N/A | 0 | #DIV/0! | #VALUE! | 0 | 0 | 0 | 2 | #N/A | #VALUE! | #VALUE! | #VALUE! | #VALUE! | #VALUE! | #VALUE! | #VALUE! | #N/A | #N/A | M13 | M17 | M23 | M31 |  |  | TRUE | #DIV/0! | #DIV/0! | 0 | TRUE | TRUE | TRUE | FALSE | TRUE | TRUE | 0 | #VALUE! | #VALUE! |  | #N/A | #N/A |  | 0 | 0 | 0 | 0 | 0 | 0 | 0 | 0 | 0 | 0 | 0 | 0 | 0 | 0 | 0 | 0 | 0 | 0 | 0 | #N/A | - S | #N/A | #N/A | #N/A | #N/A | 0 | #VALUE! | 0 | 0 | #VALUE! | #VALUE! | #VALUE! | #VALUE! | #VALUE! | 0 | #VALUE! | 1
[65 empty] | #VALUE! | #N/A | #N/A | #N/A | #N/A | #N/A | #N/A | #N/A | #N/A | #N/A | #N/A | 0 | #N/A | #N/A | #N/A | #N/A | #N/A | #N/A | #N/A | #N/A | #N/A | #N/A | 0 | #N/A | #VALUE! | #VALUE! |  | #VALUE! | 0 | #VALUE! | #VALUE! |  | #VALUE! | #N/A | #N/A | #N/A | #N/A | 0 | #VALUE! | 0 | 100 | 0 | #N/A | #N/A | #N/A | #N/A | #N/A | #N/A | #N/A | #N/A | 1 slot, 1 way | #N/A | 0 | #DIV/0! | #VALUE! | 0 | 0 | 0 | 2 | #N/A | #VALUE! | #VALUE! | #VALUE! | #VALUE! | #VALUE! | #VALUE! | #VALUE! | #N/A | #N/A | M13 | M17 | M23 | M31 |  |  | TRUE | #DIV/0! | #DIV/0! | 0 | TRUE | TRUE | TRUE | FALSE | TRUE | TRUE | 0 | #VALUE! | #VALUE! |  | #N/A | #N/A |  | 0 | 0 | 0 | 0 | 0 | 0 | 0 | 0 | 0 | 0 | 0 | 0 | 0 | 0 | 0 | 0 | 0 | 0 | 0 | #N/A | - S | #N/A | #N/A | #N/A | #N/A | 0 | #VALUE! | 0 | 0 | #VALUE! | #VALUE! | #VALUE! | #VALUE! | #VALUE! | 0 | #VALUE! | 1
[65 empty] | #VALUE! | #N/A | #N/A | #N/A | #N/A | #N/A | #N/A | #N/A | #N/A | #N/A | #N/A | 0 | #N/A | #N/A | #N/A | #N/A | #N/A | #N/A | #N/A | #N/A | #N/A | #N/A | 0 | #N/A | #VALUE! | #VALUE! |  | #VALUE! | 0 | #VALUE! | #VALUE! |  | #VALUE! | #N/A | #N/A | #N/A | #N/A | 0 | #VALUE! | 0 | 100 | 0 | #N/A | #N/A | #N/A | #N/A | #N/A | #N/A | #N/A | #N/A | 1 slot, 1 way | #N/A | 0 | #DIV/0! | #VALUE! | 0 | 0 | 0 | 2 | #N/A | #VALUE! | #VALUE! | #VALUE! | #VALUE! | #VALUE! | #VALUE! | #VALUE! | #N/A | #N/A | M13 | M17 | M23 | M31 |  |  | TRUE | #DIV/0! | #DIV/0! | 0 | TRUE | TRUE | TRUE | FALSE | TRUE | TRUE | 0 | #VALUE! | #VALUE! |  | #N/A | #N/A |  | 0 | 0 | 0 | 0 | 0 | 0 | 0 | 0 | 0 | 0 | 0 | 0 | 0 | 0 | 0 | 0 | 0 | 0 | 0 | #N/A | - S | #N/A | #N/A | #N/A | #N/A | 0 | #VALUE! | 0 | 0 | #VALUE! | #VALUE! | #VALUE! | #VALUE! | #VALUE! | 0 | #VALUE! | 1
[65 empty] | #VALUE! | #N/A | #N/A | #N/A | #N/A | #N/A | #N/A | #N/A | #N/A | #N/A | #N/A | 0 | #N/A | #N/A | #N/A | #N/A | #N/A | #N/A | #N/A | #N/A | #N/A | #N/A | 0 | #N/A | #VALUE! | #VALUE! |  | #VALUE! | 0 | #VALUE! | #VALUE! |  | #VALUE! | #N/A | #N/A | #N/A | #N/A | 0 | #VALUE! | 0 | 100 | 0 | #N/A | #N/A | #N/A | #N/A | #N/A | #N/A | #N/A | #N/A | 1 slot, 1 way | #N/A | 0 | #DIV/0! | #VALUE! | 0 | 0 | 0 | 2 | #N/A | #VALUE! | #VALUE! | #VALUE! | #VALUE! | #VALUE! | #VALUE! | #VALUE! | #N/A | #N/A | M13 | M17 | M23 | M31 |  |  | TRUE | #DIV/0! | #DIV/0! | 0 | TRUE | TRUE | TRUE | FALSE | TRUE | TRUE | 0 | #VALUE! | #VALUE! |  | #N/A | #N/A |  | 0 | 0 | 0 | 0 | 0 | 0 | 0 | 0 | 0 | 0 | 0 | 0 | 0 | 0 | 0 | 0 | 0 | 0 | 0 | #N/A | - S | #N/A | #N/A | #N/A | #N/A | 0 | #VALUE! | 0 | 0 | #VALUE! | #VALUE! | #VALUE! | #VALUE! | #VALUE! | 0 | #VALUE! | 1
[65 empty] | #VALUE! | #N/A | #N/A | #N/A | #N/A | #N/A | #N/A | #N/A | #N/A | #N/A | #N/A | 0 | #N/A | #N/A | #N/A | #N/A | #N/A | #N/A | #N/A | #N/A | #N/A | #N/A | 0 | #N/A | #VALUE! | #VALUE! |  | #VALUE! | 0 | #VALUE! | #VALUE! |  | #VALUE! | #N/A | #N/A | #N/A | #N/A | 0 | #VALUE! | 0 | 100 | 0 | #N/A | #N/A | #N/A | #N/A | #N/A | #N/A | #N/A | #N/A | 1 slot, 1 way | #N/A | 0 | #DIV/0! | #VALUE! | 0 | 0 | 0 | 2 | #N/A | #VALUE! | #VALUE! | #VALUE! | #VALUE! | #VALUE! | #VALUE! | #VALUE! | #N/A | #N/A | M13 | M17 | M23 | M31 |  |  | TRUE | #DIV/0! | #DIV/0! | 0 | TRUE | TRUE | TRUE | FALSE | TRUE | TRUE | 0 | #VALUE! | #VALUE! |  | #N/A | #N/A |  | 0 | 0 | 0 | 0 | 0 | 0 | 0 | 0 | 0 | 0 | 0 | 0 | 0 | 0 | 0 | 0 | 0 | 0 | 0 | #N/A | - S | #N/A | #N/A | #N/A | #N/A | 0 | #VALUE! | 0 | 0 | #VALUE! | #VALUE! | #VALUE! | #VALUE! | #VALUE! | 0 | #VALUE! | 1
[65 empty] | #VALUE! | #N/A | #N/A | #N/A | #N/A | #N/A | #N/A | #N/A | #N/A | #N/A | #N/A | 0 | #N/A | #N/A | #N/A | #N/A | #N/A | #N/A | #N/A | #N/A | #N/A | #N/A | 0 | #N/A | #VALUE! | #VALUE! |  | #VALUE! | 0 | #VALUE! | #VALUE! |  | #VALUE! | #N/A | #N/A | #N/A | #N/A | 0 | #VALUE! | 0 | 100 | 0 | #N/A | #N/A | #N/A | #N/A | #N/A | #N/A | #N/A | #N/A | 1 slot, 1 way | #N/A | 0 | #DIV/0! | #VALUE! | 0 | 0 | 0 | 2 | #N/A | #VALUE! | #VALUE! | #VALUE! | #VALUE! | #VALUE! | #VALUE! | #VALUE! | #N/A | #N/A | M13 | M17 | M23 | M31 |  |  | TRUE | #DIV/0! | #DIV/0! | 0 | TRUE | TRUE | TRUE | FALSE | TRUE | TRUE | 0 | #VALUE! | #VALUE! |  | #N/A | #N/A |  | 0 | 0 | 0 | 0 | 0 | 0 | 0 | 0 | 0 | 0 | 0 | 0 | 0 | 0 | 0 | 0 | 0 | 0 | 0 | #N/A | - S | #N/A | #N/A | #N/A | #N/A | 0 | #VALUE! | 0 | 0 | #VALUE! | #VALUE! | #VALUE! | #VALUE! | #VALUE! | 0 | #VALUE! | 1
[65 empty] | #VALUE! | #N/A | #N/A | #N/A | #N/A | #N/A | #N/A | #N/A | #N/A | #N/A | #N/A | 0 | #N/A | #N/A | #N/A | #N/A | #N/A | #N/A | #N/A | #N/A | #N/A | #N/A | 0 | #N/A | #VALUE! | #VALUE! |  | #VALUE! | 0 | #VALUE! | #VALUE! |  | #VALUE! | #N/A | #N/A | #N/A | #N/A | 0 | #VALUE! | 0 | 100 | 0 | #N/A | #N/A | #N/A | #N/A | #N/A | #N/A | #N/A | #N/A | 1 slot, 1 way | #N/A | 0 | #DIV/0! | #VALUE! | 0 | 0 | 0 | 2 | #N/A | #VALUE! | #VALUE! | #VALUE! | #VALUE! | #VALUE! | #VALUE! | #VALUE! | #N/A | #N/A | M13 | M17 | M23 | M31 |  |  | TRUE | #DIV/0! | #DIV/0! | 0 | TRUE | TRUE | TRUE | FALSE | TRUE | TRUE | 0 | #VALUE! | #VALUE! |  | #N/A | #N/A |  | 0 | 0 | 0 | 0 | 0 | 0 | 0 | 0 | 0 | 0 | 0 | 0 | 0 | 0 | 0 | 0 | 0 | 0 | 0 | #N/A | - S | #N/A | #N/A | #N/A | #N/A | 0 | #VALUE! | 0 | 0 | #VALUE! | #VALUE! | #VALUE! | #VALUE! | #VALUE! | 0 | #VALUE! | 1
[65 empty] | #VALUE! | #N/A | #N/A | #N/A | #N/A | #N/A | #N/A | #N/A | #N/A | #N/A | #N/A | 0 | #N/A | #N/A | #N/A | #N/A | #N/A | #N/A | #N/A | #N/A | #N/A | #N/A | 0 | #N/A | #VALUE! | #VALUE! |  | #VALUE! | 0 | #VALUE! | #VALUE! |  | #VALUE! | #N/A | #N/A | #N/A | #N/A | 0 | #VALUE! | 0 | 100 | 0 | #N/A | #N/A | #N/A | #N/A | #N/A | #N/A | #N/A | #N/A | 1 slot, 1 way | #N/A | 0 | #DIV/0! | #VALUE! | 0 | 0 | 0 | 2 | #N/A | #VALUE! | #VALUE! | #VALUE! | #VALUE! | #VALUE! | #VALUE! | #VALUE! | #N/A | #N/A | M13 | M17 | M23 | M31 |  |  | TRUE | #DIV/0! | #DIV/0! | 0 | TRUE | TRUE | TRUE | FALSE | TRUE | TRUE | 0 | #VALUE! | #VALUE! |  | #N/A | #N/A |  | 0 | 0 | 0 | 0 | 0 | 0 | 0 | 0 | 0 | 0 | 0 | 0 | 0 | 0 | 0 | 0 | 0 | 0 | 0 | #N/A | - S | #N/A | #N/A | #N/A | #N/A | 0 | #VALUE! | 0 | 0 | #VALUE! | #VALUE! | #VALUE! | #VALUE! | #VALUE! | 0 | #VALUE! | 1
[65 empty] | #VALUE! | #N/A | #N/A | #N/A | #N/A | #N/A | #N/A | #N/A | #N/A | #N/A | #N/A | 0 | #N/A | #N/A | #N/A | #N/A | #N/A | #N/A | #N/A | #N/A | #N/A | #N/A | 0 | #N/A | #VALUE! | #VALUE! |  | #VALUE! | 0 | #VALUE! | #VALUE! |  | #VALUE! | #N/A | #N/A | #N/A | #N/A | 0 | #VALUE! | 0 | 100 | 0 | #N/A | #N/A | #N/A | #N/A | #N/A | #N/A | #N/A | #N/A | 1 slot, 1 way | #N/A | 0 | #DIV/0! | #VALUE! | 0 | 0 | 0 | 2 | #N/A | #VALUE! | #VALUE! | #VALUE! | #VALUE! | #VALUE! | #VALUE! | #VALUE! | #N/A | #N/A | M13 | M17 | M23 | M31 |  |  | TRUE | #DIV/0! | #DIV/0! | 0 | TRUE | TRUE | TRUE | FALSE | TRUE | TRUE | 0 | #VALUE! | #VALUE! |  | #N/A | #N/A |  | 0 | 0 | 0 | 0 | 0 | 0 | 0 | 0 | 0 | 0 | 0 | 0 | 0 | 0 | 0 | 0 | 0 | 0 | 0 | #N/A | - S | #N/A | #N/A | #N/A | #N/A | 0 | #VALUE! | 0 | 0 | #VALUE! | #VALUE! | #VALUE! | #VALUE! | #VALUE! | 0 | #VALUE! | 1
[65 empty] | #VALUE! | #N/A | #N/A | #N/A | #N/A | #N/A | #N/A | #N/A | #N/A | #N/A | #N/A | 0 | #N/A | #N/A | #N/A | #N/A | #N/A | #N/A | #N/A | #N/A | #N/A | #N/A | 0 | #N/A | #VALUE! | #VALUE! |  | #VALUE! | 0 | #VALUE! | #VALUE! |  | #VALUE! | #N/A | #N/A | #N/A | #N/A | 0 | #VALUE! | 0 | 100 | 0 | #N/A | #N/A | #N/A | #N/A | #N/A | #N/A | #N/A | #N/A | 1 slot, 1 way | #N/A | 0 | #DIV/0! | #VALUE! | 0 | 0 | 0 | 2 | #N/A | #VALUE! | #VALUE! | #VALUE! | #VALUE! | #VALUE! | #VALUE! | #VALUE! | #N/A | #N/A | M13 | M17 | M23 | M31 |  |  | TRUE | #DIV/0! | #DIV/0! | 0 | TRUE | TRUE | TRUE | FALSE | TRUE | TRUE | 0 | #VALUE! | #VALUE! |  | #N/A | #N/A |  | 0 | 0 | 0 | 0 | 0 | 0 | 0 | 0 | 0 | 0 | 0 | 0 | 0 | 0 | 0 | 0 | 0 | 0 | 0 | #N/A | - S | #N/A | #N/A | #N/A | #N/A | 0 | #VALUE! | 0 | 0 | #VALUE! | #VALUE! | #VALUE! | #VALUE! | #VALUE! | 0 | #VALUE! | 1
[65 empty] | #VALUE! | #N/A | #N/A | #N/A | #N/A | #N/A | #N/A | #N/A | #N/A | #N/A | #N/A | 0 | #N/A | #N/A | #N/A | #N/A | #N/A | #N/A | #N/A | #N/A | #N/A | #N/A | 0 | #N/A | #VALUE! | #VALUE! |  | #VALUE! | 0 | #VALUE! | #VALUE! |  | #VALUE! | #N/A | #N/A | #N/A | #N/A | 0 | #VALUE! | 0 | 100 | 0 | #N/A | #N/A | #N/A | #N/A | #N/A | #N/A | #N/A | #N/A | 1 slot, 1 way | #N/A | 0 | #DIV/0! | #VALUE! | 0 | 0 | 0 | 2 | #N/A | #VALUE! | #VALUE! | #VALUE! | #VALUE! | #VALUE! | #VALUE! | #VALUE! | #N/A | #N/A | M13 | M17 | M23 | M31 |  |  | TRUE | #DIV/0! | #DIV/0! | 0 | TRUE | TRUE | TRUE | FALSE | TRUE | TRUE | 0 | #VALUE! | #VALUE! |  | #N/A | #N/A |  | 0 | 0 | 0 | 0 | 0 | 0 | 0 | 0 | 0 | 0 | 0 | 0 | 0 | 0 | 0 | 0 | 0 | 0 | 0 | #N/A | - S | #N/A | #N/A | #N/A | #N/A | 0 | #VALUE! | 0 | 0 | #VALUE! | #VALUE! | #VALUE! | #VALUE! | #VALUE! | 0 | #VALUE! | 1
[65 empty] | #VALUE! | #N/A | #N/A | #N/A | #N/A | #N/A | #N/A | #N/A | #N/A | #N/A | #N/A | 0 | #N/A | #N/A | #N/A | #N/A | #N/A | #N/A | #N/A | #N/A | #N/A | #N/A | 0 | #N/A | #VALUE! | #VALUE! |  | #VALUE! | 0 | #VALUE! | #VALUE! |  | #VALUE! | #N/A | #N/A | #N/A | #N/A | 0 | #VALUE! | 0 | 100 | 0 | #N/A | #N/A | #N/A | #N/A | #N/A | #N/A | #N/A | #N/A | 1 slot, 1 way | #N/A | 0 | #DIV/0! | #VALUE! | 0 | 0 | 0 | 2 | #N/A | #VALUE! | #VALUE! | #VALUE! | #VALUE! | #VALUE! | #VALUE! | #VALUE! | #N/A | #N/A | M13 | M17 | M23 | M31 |  |  | TRUE | #DIV/0! | #DIV/0! | 0 | TRUE | TRUE | TRUE | FALSE | TRUE | TRUE | 0 | #VALUE! | #VALUE! |  | #N/A | #N/A |  | 0 | 0 | 0 | 0 | 0 | 0 | 0 | 0 | 0 | 0 | 0 | 0 | 0 | 0 | 0 | 0 | 0 | 0 | 0 | #N/A | - S | #N/A | #N/A | #N/A | #N/A | 0 | #VALUE! | 0 | 0 | #VALUE! | #VALUE! | #VALUE! | #VALUE! | #VALUE! | 0 | #VALUE! | 1
[65 empty] | #VALUE! | #N/A | #N/A | #N/A | #N/A | #N/A | #N/A | #N/A | #N/A | #N/A | #N/A | 0 | #N/A | #N/A | #N/A | #N/A | #N/A | #N/A | #N/A | #N/A | #N/A | #N/A | 0 | #N/A | #VALUE! | #VALUE! |  | #VALUE! | 0 | #VALUE! | #VALUE! |  | #VALUE! | #N/A | #N/A | #N/A | #N/A | 0 | #VALUE! | 0 | 100 | 0 | #N/A | #N/A | #N/A | #N/A | #N/A | #N/A | #N/A | #N/A | 1 slot, 1 way | #N/A | 0 | #DIV/0! | #VALUE! | 0 | 0 | 0 | 2 | #N/A | #VALUE! | #VALUE! | #VALUE! | #VALUE! | #VALUE! | #VALUE! | #VALUE! | #N/A | #N/A | M13 | M17 | M23 | M31 |  |  | TRUE | #DIV/0! | #DIV/0! | 0 | TRUE | TRUE | TRUE | FALSE | TRUE | TRUE | 0 | #VALUE! | #VALUE! |  | #N/A | #N/A |  | 0 | 0 | 0 | 0 | 0 | 0 | 0 | 0 | 0 | 0 | 0 | 0 | 0 | 0 | 0 | 0 | 0 | 0 | 0 | #N/A | - S | #N/A | #N/A | #N/A | #N/A | 0 | #VALUE! | 0 | 0 | #VALUE! | #VALUE! | #VALUE! | #VALUE! | #VALUE! | 0 | #VALUE! | 1
[65 empty] | #VALUE! | #N/A | #N/A | #N/A | #N/A | #N/A | #N/A | #N/A | #N/A | #N/A | #N/A | 0 | #N/A | #N/A | #N/A | #N/A | #N/A | #N/A | #N/A | #N/A | #N/A | #N/A | 0 | #N/A | #VALUE! | #VALUE! |  | #VALUE! | 0 | #VALUE! | #VALUE! |  | #VALUE! | #N/A | #N/A | #N/A | #N/A | 0 | #VALUE! | 0 | 100 | 0 | #N/A | #N/A | #N/A | #N/A | #N/A | #N/A | #N/A | #N/A | 1 slot, 1 way | #N/A | 0 | #DIV/0! | #VALUE! | 0 | 0 | 0 | 2 | #N/A | #VALUE! | #VALUE! | #VALUE! | #VALUE! | #VALUE! | #VALUE! | #VALUE! | #N/A | #N/A | M13 | M17 | M23 | M31 |  |  | TRUE | #DIV/0! | #DIV/0! | 0 | TRUE | TRUE | TRUE | FALSE | TRUE | TRUE | 0 | #VALUE! | #VALUE! |  | #N/A | #N/A |  | 0 | 0 | 0 | 0 | 0 | 0 | 0 | 0 | 0 | 0 | 0 | 0 | 0 | 0 | 0 | 0 | 0 | 0 | 0 | #N/A | - S | #N/A | #N/A | #N/A | #N/A | 0 | #VALUE! | 0 | 0 | #VALUE! | #VALUE! | #VALUE! | #VALUE! | #VALUE! | 0 | #VALUE! | 1
[65 empty] | #VALUE! | #N/A | #N/A | #N/A | #N/A | #N/A | #N/A | #N/A | #N/A | #N/A | #N/A | 0 | #N/A | #N/A | #N/A | #N/A | #N/A | #N/A | #N/A | #N/A | #N/A | #N/A | 0 | #N/A | #VALUE! | #VALUE! |  | #VALUE! | 0 | #VALUE! | #VALUE! |  | #VALUE! | #N/A | #N/A | #N/A | #N/A | 0 | #VALUE! | 0 | 100 | 0 | #N/A | #N/A | #N/A | #N/A | #N/A | #N/A | #N/A | #N/A | 1 slot, 1 way | #N/A | 0 | #DIV/0! | #VALUE! | 0 | 0 | 0 | 2 | #N/A | #VALUE! | #VALUE! | #VALUE! | #VALUE! | #VALUE! | #VALUE! | #VALUE! | #N/A | #N/A | M13 | M17 | M23 | M31 |  |  | TRUE | #DIV/0! | #DIV/0! | 0 | TRUE | TRUE | TRUE | FALSE | TRUE | TRUE | 0 | #VALUE! | #VALUE! |  | #N/A | #N/A |  | 0 | 0 | 0 | 0 | 0 | 0 | 0 | 0 | 0 | 0 | 0 | 0 | 0 | 0 | 0 | 0 | 0 | 0 | 0 | #N/A | - S | #N/A | #N/A | #N/A | #N/A | 0 | #VALUE! | 0 | 0 | #VALUE! | #VALUE! | #VALUE! | #VALUE! | #VALUE! | 0 | #VALUE! | 1
[65 empty] | #VALUE! | #N/A | #N/A | #N/A | #N/A | #N/A | #N/A | #N/A | #N/A | #N/A | #N/A | 0 | #N/A | #N/A | #N/A | #N/A | #N/A | #N/A | #N/A | #N/A | #N/A | #N/A | 0 | #N/A | #VALUE! | #VALUE! |  | #VALUE! | 0 | #VALUE! | #VALUE! |  | #VALUE! | #N/A | #N/A | #N/A | #N/A | 0 | #VALUE! | 0 | 100 | 0 | #N/A | #N/A | #N/A | #N/A | #N/A | #N/A | #N/A | #N/A | 1 slot, 1 way | #N/A | 0 | #DIV/0! | #VALUE! | 0 | 0 | 0 | 2 | #N/A | #VALUE! | #VALUE! | #VALUE! | #VALUE! | #VALUE! | #VALUE! | #VALUE! | #N/A | #N/A | M13 | M17 | M23 | M31 |  |  | TRUE | #DIV/0! | #DIV/0! | 0 | TRUE | TRUE | TRUE | FALSE | TRUE | TRUE | 0 | #VALUE! | #VALUE! |  | #N/A | #N/A |  | 0 | 0 | 0 | 0 | 0 | 0 | 0 | 0 | 0 | 0 | 0 | 0 | 0 | 0 | 0 | 0 | 0 | 0 | 0 | #N/A | - S | #N/A | #N/A | #N/A | #N/A | 0 | #VALUE! | 0 | 0 | #VALUE! | #VALUE! | #VALUE! | #VALUE! | #VALUE! | 0 | #VALUE! | 1
[65 empty] | #VALUE! | #N/A | #N/A | #N/A | #N/A | #N/A | #N/A | #N/A | #N/A | #N/A | #N/A | 0 | #N/A | #N/A | #N/A | #N/A | #N/A | #N/A | #N/A | #N/A | #N/A | #N/A | 0 | #N/A | #VALUE! | #VALUE! |  | #VALUE! | 0 | #VALUE! | #VALUE! |  | #VALUE! | #N/A | #N/A | #N/A | #N/A | 0 | #VALUE! | 0 | 100 | 0 | #N/A | #N/A | #N/A | #N/A | #N/A | #N/A | #N/A | #N/A | 1 slot, 1 way | #N/A | 0 | #DIV/0! | #VALUE! | 0 | 0 | 0 | 2 | #N/A | #VALUE! | #VALUE! | #VALUE! | #VALUE! | #VALUE! | #VALUE! | #VALUE! | #N/A | #N/A | M13 | M17 | M23 | M31 |  |  | TRUE | #DIV/0! | #DIV/0! | 0 | TRUE | TRUE | TRUE | FALSE | TRUE | TRUE | 0 | #VALUE! | #VALUE! |  | #N/A | #N/A |  | 0 | 0 | 0 | 0 | 0 | 0 | 0 | 0 | 0 | 0 | 0 | 0 | 0 | 0 | 0 | 0 | 0 | 0 | 0 | #N/A | - S | #N/A | #N/A | #N/A | #N/A | 0 | #VALUE! | 0 | 0 | #VALUE! | #VALUE! | #VALUE! | #VALUE! | #VALUE! | 0 | #VALUE! | 1
[65 empty] | #VALUE! | #N/A | #N/A | #N/A | #N/A | #N/A | #N/A | #N/A | #N/A | #N/A | #N/A | 0 | #N/A | #N/A | #N/A | #N/A | #N/A | #N/A | #N/A | #N/A | #N/A | #N/A | 0 | #N/A | #VALUE! | #VALUE! |  | #VALUE! | 0 | #VALUE! | #VALUE! |  | #VALUE! | #N/A | #N/A | #N/A | #N/A | 0 | #VALUE! | 0 | 100 | 0 | #N/A | #N/A | #N/A | #N/A | #N/A | #N/A | #N/A | #N/A | 1 slot, 1 way | #N/A | 0 | #DIV/0! | #VALUE! | 0 | 0 | 0 | 2 | #N/A | #VALUE! | #VALUE! | #VALUE! | #VALUE! | #VALUE! | #VALUE! | #VALUE! | #N/A | #N/A | M13 | M17 | M23 | M31 |  |  | TRUE | #DIV/0! | #DIV/0! | 0 | TRUE | TRUE | TRUE | FALSE | TRUE | TRUE | 0 | #VALUE! | #VALUE! |  | #N/A | #N/A |  | 0 | 0 | 0 | 0 | 0 | 0 | 0 | 0 | 0 | 0 | 0 | 0 | 0 | 0 | 0 | 0 | 0 | 0 | 0 | #N/A | - S | #N/A | #N/A | #N/A | #N/A | 0 | #VALUE! | 0 | 0 | #VALUE! | #VALUE! | #VALUE! | #VALUE! | #VALUE! | 0 | #VALUE! | 1
[65 empty] | #VALUE! | #N/A | #N/A | #N/A | #N/A | #N/A | #N/A | #N/A | #N/A | #N/A | #N/A | 0 | #N/A | #N/A | #N/A | #N/A | #N/A | #N/A | #N/A | #N/A | #N/A | #N/A | 0 | #N/A | #VALUE! | #VALUE! |  | #VALUE! | 0 | #VALUE! | #VALUE! |  | #VALUE! | #N/A | #N/A | #N/A | #N/A | 0 | #VALUE! | 0 | 100 | 0 | #N/A | #N/A | #N/A | #N/A | #N/A | #N/A | #N/A | #N/A | 1 slot, 1 way | #N/A | 0 | #DIV/0! | #VALUE! | 0 | 0 | 0 | 2 | #N/A | #VALUE! | #VALUE! | #VALUE! | #VALUE! | #VALUE! | #VALUE! | #VALUE! | #N/A | #N/A | M13 | M17 | M23 | M31 |  |  | TRUE | #DIV/0! | #DIV/0! | 0 | TRUE | TRUE | TRUE | FALSE | TRUE | TRUE | 0 | #VALUE! | #VALUE! |  | #N/A | #N/A |  | 0 | 0 | 0 | 0 | 0 | 0 | 0 | 0 | 0 | 0 | 0 | 0 | 0 | 0 | 0 | 0 | 0 | 0 | 0 | #N/A | - S | #N/A | #N/A | #N/A | #N/A | 0 | #VALUE! | 0 | 0 | #VALUE! | #VALUE! | #VALUE! | #VALUE! | #VALUE! | 0 | #VALUE! | 1
[65 empty] | #VALUE! | #N/A | #N/A | #N/A | #N/A | #N/A | #N/A | #N/A | #N/A | #N/A | #N/A | 0 | #N/A | #N/A | #N/A | #N/A | #N/A | #N/A | #N/A | #N/A | #N/A | #N/A | 0 | #N/A | #VALUE! | #VALUE! |  | #VALUE! | 0 | #VALUE! | #VALUE! |  | #VALUE! | #N/A | #N/A | #N/A | #N/A | 0 | #VALUE! | 0 | 100 | 0 | #N/A | #N/A | #N/A | #N/A | #N/A | #N/A | #N/A | #N/A | 1 slot, 1 way | #N/A | 0 | #DIV/0! | #VALUE! | 0 | 0 | 0 | 2 | #N/A | #VALUE! | #VALUE! | #VALUE! | #VALUE! | #VALUE! | #VALUE! | #VALUE! | #N/A | #N/A | M13 | M17 | M23 | M31 |  |  | TRUE | #DIV/0! | #DIV/0! | 0 | TRUE | TRUE | TRUE | FALSE | TRUE | TRUE | 0 | #VALUE! | #VALUE! |  | #N/A | #N/A |  | 0 | 0 | 0 | 0 | 0 | 0 | 0 | 0 | 0 | 0 | 0 | 0 | 0 | 0 | 0 | 0 | 0 | 0 | 0 | #N/A | - S | #N/A | #N/A | #N/A | #N/A | 0 | #VALUE! | 0 | 0 | #VALUE! | #VALUE! | #VALUE! | #VALUE! | #VALUE! | 0 | #VALUE! | 1
[65 empty] | #VALUE! | #N/A | #N/A | #N/A | #N/A | #N/A | #N/A | #N/A | #N/A | #N/A | #N/A | 0 | #N/A | #N/A | #N/A | #N/A | #N/A | #N/A | #N/A | #N/A | #N/A | #N/A | 0 | #N/A | #VALUE! | #VALUE! |  | #VALUE! | 0 | #VALUE! | #VALUE! |  | #VALUE! | #N/A | #N/A | #N/A | #N/A | 0 | #VALUE! | 0 | 100 | 0 | #N/A | #N/A | #N/A | #N/A | #N/A | #N/A | #N/A | #N/A | 1 slot, 1 way | #N/A | 0 | #DIV/0! | #VALUE! | 0 | 0 | 0 | 2 | #N/A | #VALUE! | #VALUE! | #VALUE! | #VALUE! | #VALUE! | #VALUE! | #VALUE! | #N/A | #N/A | M13 | M17 | M23 | M31 |  |  | TRUE | #DIV/0! | #DIV/0! | 0 | TRUE | TRUE | TRUE | FALSE | TRUE | TRUE | 0 | #VALUE! | #VALUE! |  | #N/A | #N/A |  | 0 | 0 | 0 | 0 | 0 | 0 | 0 | 0 | 0 | 0 | 0 | 0 | 0 | 0 | 0 | 0 | 0 | 0 | 0 | #N/A | - S | #N/A | #N/A | #N/A | #N/A | 0 | #VALUE! | 0 | 0 | #VALUE! | #VALUE! | #VALUE! | #VALUE! | #VALUE! | 0 | #VALUE! | 1
[65 empty] | #VALUE! | #N/A | #N/A | #N/A | #N/A | #N/A | #N/A | #N/A | #N/A | #N/A | #N/A | 0 | #N/A | #N/A | #N/A | #N/A | #N/A | #N/A | #N/A | #N/A | #N/A | #N/A | 0 | #N/A | #VALUE! | #VALUE! |  | #VALUE! | 0 | #VALUE! | #VALUE! |  | #VALUE! | #N/A | #N/A | #N/A | #N/A | 0 | #VALUE! | 0 | 100 | 0 | #N/A | #N/A | #N/A | #N/A | #N/A | #N/A | #N/A | #N/A | 1 slot, 1 way | #N/A | 0 | #DIV/0! | #VALUE! | 0 | 0 | 0 | 2 | #N/A | #VALUE! | #VALUE! | #VALUE! | #VALUE! | #VALUE! | #VALUE! | #VALUE! | #N/A | #N/A | M13 | M17 | M23 | M31 |  |  | TRUE | #DIV/0! | #DIV/0! | 0 | TRUE | TRUE | TRUE | FALSE | TRUE | TRUE | 0 | #VALUE! | #VALUE! |  | #N/A | #N/A |  | 0 | 0 | 0 | 0 | 0 | 0 | 0 | 0 | 0 | 0 | 0 | 0 | 0 | 0 | 0 | 0 | 0 | 0 | 0 | #N/A | - S | #N/A | #N/A | #N/A | #N/A | 0 | #VALUE! | 0 | 0 | #VALUE! | #VALUE! | #VALUE! | #VALUE! | #VALUE! | 0 | #VALUE! | 1
[65 empty] | #VALUE! | #N/A | #N/A | #N/A | #N/A | #N/A | #N/A | #N/A | #N/A | #N/A | #N/A | 0 | #N/A | #N/A | #N/A | #N/A | #N/A | #N/A | #N/A | #N/A | #N/A | #N/A | 0 | #N/A | #VALUE! | #VALUE! |  | #VALUE! | 0 | #VALUE! | #VALUE! |  | #VALUE! | #N/A | #N/A | #N/A | #N/A | 0 | #VALUE! | 0 | 100 | 0 | #N/A | #N/A | #N/A | #N/A | #N/A | #N/A | #N/A | #N/A | 1 slot, 1 way | #N/A | 0 | #DIV/0! | #VALUE! | 0 | 0 | 0 | 2 | #N/A | #VALUE! | #VALUE! | #VALUE! | #VALUE! | #VALUE! | #VALUE! | #VALUE! | #N/A | #N/A | M13 | M17 | M23 | M31 |  |  | TRUE | #DIV/0! | #DIV/0! | 0 | TRUE | TRUE | TRUE | FALSE | TRUE | TRUE | 0 | #VALUE! | #VALUE! |  | #N/A | #N/A |  | 0 | 0 | 0 | 0 | 0 | 0 | 0 | 0 | 0 | 0 | 0 | 0 | 0 | 0 | 0 | 0 | 0 | 0 | 0 | #N/A | - S | #N/A | #N/A | #N/A | #N/A | 0 | #VALUE! | 0 | 0 | #VALUE! | #VALUE! | #VALUE! | #VALUE! | #VALUE! | 0 | #VALUE! | 1
[65 empty] | #VALUE! | #N/A | #N/A | #N/A | #N/A | #N/A | #N/A | #N/A | #N/A | #N/A | #N/A | 0 | #N/A | #N/A | #N/A | #N/A | #N/A | #N/A | #N/A | #N/A | #N/A | #N/A | 0 | #N/A | #VALUE! | #VALUE! |  | #VALUE! | 0 | #VALUE! | #VALUE! |  | #VALUE! | #N/A | #N/A | #N/A | #N/A | 0 | #VALUE! | 0 | 100 | 0 | #N/A | #N/A | #N/A | #N/A | #N/A | #N/A | #N/A | #N/A | 1 slot, 1 way | #N/A | 0 | #DIV/0! | #VALUE! | 0 | 0 | 0 | 2 | #N/A | #VALUE! | #VALUE! | #VALUE! | #VALUE! | #VALUE! | #VALUE! | #VALUE! | #N/A | #N/A | M13 | M17 | M23 | M31 |  |  | TRUE | #DIV/0! | #DIV/0! | 0 | TRUE | TRUE | TRUE | FALSE | TRUE | TRUE | 0 | #VALUE! | #VALUE! |  | #N/A | #N/A |  | 0 | 0 | 0 | 0 | 0 | 0 | 0 | 0 | 0 | 0 | 0 | 0 | 0 | 0 | 0 | 0 | 0 | 0 | 0 | #N/A | - S | #N/A | #N/A | #N/A | #N/A | 0 | #VALUE! | 0 | 0 | #VALUE! | #VALUE! | #VALUE! | #VALUE! | #VALUE! | 0 | #VALUE! | 1
[65 empty] | #VALUE! | #N/A | #N/A | #N/A | #N/A | #N/A | #N/A | #N/A | #N/A | #N/A | #N/A | 0 | #N/A | #N/A | #N/A | #N/A | #N/A | #N/A | #N/A | #N/A | #N/A | #N/A | 0 | #N/A | #VALUE! | #VALUE! |  | #VALUE! | 0 | #VALUE! | #VALUE! |  | #VALUE! | #N/A | #N/A | #N/A | #N/A | 0 | #VALUE! | 0 | 100 | 0 | #N/A | #N/A | #N/A | #N/A | #N/A | #N/A | #N/A | #N/A | 1 slot, 1 way | #N/A | 0 | #DIV/0! | #VALUE! | 0 | 0 | 0 | 2 | #N/A | #VALUE! | #VALUE! | #VALUE! | #VALUE! | #VALUE! | #VALUE! | #VALUE! | #N/A | #N/A | M13 | M17 | M23 | M31 |  |  | TRUE | #DIV/0! | #DIV/0! | 0 | TRUE | TRUE | TRUE | FALSE | TRUE | TRUE | 0 | #VALUE! | #VALUE! |  | #N/A | #N/A |  | 0 | 0 | 0 | 0 | 0 | 0 | 0 | 0 | 0 | 0 | 0 | 0 | 0 | 0 | 0 | 0 | 0 | 0 | 0 | #N/A | - S | #N/A | #N/A | #N/A | #N/A | 0 | #VALUE! | 0 | 0 | #VALUE! | #VALUE! | #VALUE! | #VALUE! | #VALUE! | 0 | #VALUE! | 1
[65 empty] | #VALUE! | #N/A | #N/A | #N/A | #N/A | #N/A | #N/A | #N/A | #N/A | #N/A | #N/A | 0 | #N/A | #N/A | #N/A | #N/A | #N/A | #N/A | #N/A | #N/A | #N/A | #N/A | 0 | #N/A | #VALUE! | #VALUE! |  | #VALUE! | 0 | #VALUE! | #VALUE! |  | #VALUE! | #N/A | #N/A | #N/A | #N/A | 0 | #VALUE! | 0 | 100 | 0 | #N/A | #N/A | #N/A | #N/A | #N/A | #N/A | #N/A | #N/A | 1 slot, 1 way | #N/A | 0 | #DIV/0! | #VALUE! | 0 | 0 | 0 | 2 | #N/A | #VALUE! | #VALUE! | #VALUE! | #VALUE! | #VALUE! | #VALUE! | #VALUE! | #N/A | #N/A | M13 | M17 | M23 | M31 |  |  | TRUE | #DIV/0! | #DIV/0! | 0 | TRUE | TRUE | TRUE | FALSE | TRUE | TRUE | 0 | #VALUE! | #VALUE! |  | #N/A | #N/A |  | 0 | 0 | 0 | 0 | 0 | 0 | 0 | 0 | 0 | 0 | 0 | 0 | 0 | 0 | 0 | 0 | 0 | 0 | 0 | #N/A | - S | #N/A | #N/A | #N/A | #N/A | 0 | #VALUE! | 0 | 0 | #VALUE! | #VALUE! | #VALUE! | #VALUE! | #VALUE! | 0 | #VALUE! | 1
[65 empty] | #VALUE! | #N/A | #N/A | #N/A | #N/A | #N/A | #N/A | #N/A | #N/A | #N/A | #N/A | 0 | #N/A | #N/A | #N/A | #N/A | #N/A | #N/A | #N/A | #N/A | #N/A | #N/A | 0 | #N/A | #VALUE! | #VALUE! |  | #VALUE! | 0 | #VALUE! | #VALUE! |  | #VALUE! | #N/A | #N/A | #N/A | #N/A | 0 | #VALUE! | 0 | 100 | 0 | #N/A | #N/A | #N/A | #N/A | #N/A | #N/A | #N/A | #N/A | 1 slot, 1 way | #N/A | 0 | #DIV/0! | #VALUE! | 0 | 0 | 0 | 2 | #N/A | #VALUE! | #VALUE! | #VALUE! | #VALUE! | #VALUE! | #VALUE! | #VALUE! | #N/A | #N/A | M13 | M17 | M23 | M31 |  |  | TRUE | #DIV/0! | #DIV/0! | 0 | TRUE | TRUE | TRUE | FALSE | TRUE | TRUE | 0 | #VALUE! | #VALUE! |  | #N/A | #N/A |  | 0 | 0 | 0 | 0 | 0 | 0 | 0 | 0 | 0 | 0 | 0 | 0 | 0 | 0 | 0 | 0 | 0 | 0 | 0 | #N/A | - S | #N/A | #N/A | #N/A | #N/A | 0 | #VALUE! | 0 | 0 | #VALUE! | #VALUE! | #VALUE! | #VALUE! | #VALUE! | 0 | #VALUE! | 1
[65 empty] | #VALUE! | #N/A | #N/A | #N/A | #N/A | #N/A | #N/A | #N/A | #N/A | #N/A | #N/A | 0 | #N/A | #N/A | #N/A | #N/A | #N/A | #N/A | #N/A | #N/A | #N/A | #N/A | 0 | #N/A | #VALUE! | #VALUE! |  | #VALUE! | 0 | #VALUE! | #VALUE! |  | #VALUE! | #N/A | #N/A | #N/A | #N/A | 0 | #VALUE! | 0 | 100 | 0 | #N/A | #N/A | #N/A | #N/A | #N/A | #N/A | #N/A | #N/A | 1 slot, 1 way | #N/A | 0 | #DIV/0! | #VALUE! | 0 | 0 | 0 | 2 | #N/A | #VALUE! | #VALUE! | #VALUE! | #VALUE! | #VALUE! | #VALUE! | #VALUE! | #N/A | #N/A | M13 | M17 | M23 | M31 |  |  | TRUE | #DIV/0! | #DIV/0! | 0 | TRUE | TRUE | TRUE | FALSE | TRUE | TRUE | 0 | #VALUE! | #VALUE! |  | #N/A | #N/A |  | 0 | 0 | 0 | 0 | 0 | 0 | 0 | 0 | 0 | 0 | 0 | 0 | 0 | 0 | 0 | 0 | 0 | 0 | 0 | #N/A | - S | #N/A | #N/A | #N/A | #N/A | 0 | #VALUE! | 0 | 0 | #VALUE! | #VALUE! | #VALUE! | #VALUE! | #VALUE! | 0 | #VALUE! | 1
[65 empty] | #VALUE! | #N/A | #N/A | #N/A | #N/A | #N/A | #N/A | #N/A | #N/A | #N/A | #N/A | 0 | #N/A | #N/A | #N/A | #N/A | #N/A | #N/A | #N/A | #N/A | #N/A | #N/A | 0 | #N/A | #VALUE! | #VALUE! |  | #VALUE! | 0 | #VALUE! | #VALUE! |  | #VALUE! | #N/A | #N/A | #N/A | #N/A | 0 | #VALUE! | 0 | 100 | 0 | #N/A | #N/A | #N/A | #N/A | #N/A | #N/A | #N/A | #N/A | 1 slot, 1 way | #N/A | 0 | #DIV/0! | #VALUE! | 0 | 0 | 0 | 2 | #N/A | #VALUE! | #VALUE! | #VALUE! | #VALUE! | #VALUE! | #VALUE! | #VALUE! | #N/A | #N/A | M13 | M17 | M23 | M31 |  |  | TRUE | #DIV/0! | #DIV/0! | 0 | TRUE | TRUE | TRUE | FALSE | TRUE | TRUE | 0 | #VALUE! | #VALUE! |  | #N/A | #N/A |  | 0 | 0 | 0 | 0 | 0 | 0 | 0 | 0 | 0 | 0 | 0 | 0 | 0 | 0 | 0 | 0 | 0 | 0 | 0 | #N/A | - S | #N/A | #N/A | #N/A | #N/A | 0 | #VALUE! | 0 | 0 | #VALUE! | #VALUE! | #VALUE! | #VALUE! | #VALUE! | 0 | #VALUE! | 1
[65 empty] | #VALUE! | #N/A | #N/A | #N/A | #N/A | #N/A | #N/A | #N/A | #N/A | #N/A | #N/A | 0 | #N/A | #N/A | #N/A | #N/A | #N/A | #N/A | #N/A | #N/A | #N/A | #N/A | 0 | #N/A | #VALUE! | #VALUE! |  | #VALUE! | 0 | #VALUE! | #VALUE! |  | #VALUE! | #N/A | #N/A | #N/A | #N/A | 0 | #VALUE! | 0 | 100 | 0 | #N/A | #N/A | #N/A | #N/A | #N/A | #N/A | #N/A | #N/A | 1 slot, 1 way | #N/A | 0 | #DIV/0! | #VALUE! | 0 | 0 | 0 | 2 | #N/A | #VALUE! | #VALUE! | #VALUE! | #VALUE! | #VALUE! | #VALUE! | #VALUE! | #N/A | #N/A | M13 | M17 | M23 | M31 |  |  | TRUE | #DIV/0! | #DIV/0! | 0 | TRUE | TRUE | TRUE | FALSE | TRUE | TRUE | 0 | #VALUE! | #VALUE! |  | #N/A | #N/A |  | 0 | 0 | 0 | 0 | 0 | 0 | 0 | 0 | 0 | 0 | 0 | 0 | 0 | 0 | 0 | 0 | 0 | 0 | 0 | #N/A | - S | #N/A | #N/A | #N/A | #N/A | 0 | #VALUE! | 0 | 0 | #VALUE! | #VALUE! | #VALUE! | #VALUE! | #VALUE! | 0 | #VALUE! | 1
[65 empty] | #VALUE! | #N/A | #N/A | #N/A | #N/A | #N/A | #N/A | #N/A | #N/A | #N/A | #N/A | 0 | #N/A | #N/A | #N/A | #N/A | #N/A | #N/A | #N/A | #N/A | #N/A | #N/A | 0 | #N/A | #VALUE! | #VALUE! |  | #VALUE! | 0 | #VALUE! | #VALUE! |  | #VALUE! | #N/A | #N/A | #N/A | #N/A | 0 | #VALUE! | 0 | 100 | 0 | #N/A | #N/A | #N/A | #N/A | #N/A | #N/A | #N/A | #N/A | 1 slot, 1 way | #N/A | 0 | #DIV/0! | #VALUE! | 0 | 0 | 0 | 2 | #N/A | #VALUE! | #VALUE! | #VALUE! | #VALUE! | #VALUE! | #VALUE! | #VALUE! | #N/A | #N/A | M13 | M17 | M23 | M31 |  |  | TRUE | #DIV/0! | #DIV/0! | 0 | TRUE | TRUE | TRUE | FALSE | TRUE | TRUE | 0 | #VALUE! | #VALUE! |  | #N/A | #N/A |  | 0 | 0 | 0 | 0 | 0 | 0 | 0 | 0 | 0 | 0 | 0 | 0 | 0 | 0 | 0 | 0 | 0 | 0 | 0 | #N/A | - S | #N/A | #N/A | #N/A | #N/A | 0 | #VALUE! | 0 | 0 | #VALUE! | #VALUE! | #VALUE! | #VALUE! | #VALUE! | 0 | #VALUE! | 1
[65 empty] | #VALUE! | #N/A | #N/A | #N/A | #N/A | #N/A | #N/A | #N/A | #N/A | #N/A | #N/A | 0 | #N/A | #N/A | #N/A | #N/A | #N/A | #N/A | #N/A | #N/A | #N/A | #N/A | 0 | #N/A | #VALUE! | #VALUE! |  | #VALUE! | 0 | #VALUE! | #VALUE! |  | #VALUE! | #N/A | #N/A | #N/A | #N/A | 0 | #VALUE! | 0 | 100 | 0 | #N/A | #N/A | #N/A | #N/A | #N/A | #N/A | #N/A | #N/A | 1 slot, 1 way | #N/A | 0 | #DIV/0! | #VALUE! | 0 | 0 | 0 | 2 | #N/A | #VALUE! | #VALUE! | #VALUE! | #VALUE! | #VALUE! | #VALUE! | #VALUE! | #N/A | #N/A | M13 | M17 | M23 | M31 |  |  | TRUE | #DIV/0! | #DIV/0! | 0 | TRUE | TRUE | TRUE | FALSE | TRUE | TRUE | 0 | #VALUE! | #VALUE! |  | #N/A | #N/A |  | 0 | 0 | 0 | 0 | 0 | 0 | 0 | 0 | 0 | 0 | 0 | 0 | 0 | 0 | 0 | 0 | 0 | 0 | 0 | #N/A | - S | #N/A | #N/A | #N/A | #N/A | 0 | #VALUE! | 0 | 0 | #VALUE! | #VALUE! | #VALUE! | #VALUE! | #VALUE! | 0 | #VALUE! | 1
[65 empty] | #VALUE! | #N/A | #N/A | #N/A | #N/A | #N/A | #N/A | #N/A | #N/A | #N/A | #N/A | 0 | #N/A | #N/A | #N/A | #N/A | #N/A | #N/A | #N/A | #N/A | #N/A | #N/A | 0 | #N/A | #VALUE! | #VALUE! |  | #VALUE! | 0 | #VALUE! | #VALUE! |  | #VALUE! | #N/A | #N/A | #N/A | #N/A | 0 | #VALUE! | 0 | 100 | 0 | #N/A | #N/A | #N/A | #N/A | #N/A | #N/A | #N/A | #N/A | 1 slot, 1 way | #N/A | 0 | #DIV/0! | #VALUE! | 0 | 0 | 0 | 2 | #N/A | #VALUE! | #VALUE! | #VALUE! | #VALUE! | #VALUE! | #VALUE! | #VALUE! | #N/A | #N/A | M13 | M17 | M23 | M31 |  |  | TRUE | #DIV/0! | #DIV/0! | 0 | TRUE | TRUE | TRUE | FALSE | TRUE | TRUE | 0 | #VALUE! | #VALUE! |  | #N/A | #N/A |  | 0 | 0 | 0 | 0 | 0 | 0 | 0 | 0 | 0 | 0 | 0 | 0 | 0 | 0 | 0 | 0 | 0 | 0 | 0 | #N/A | - S | #N/A | #N/A | #N/A | #N/A | 0 | #VALUE! | 0 | 0 | #VALUE! | #VALUE! | #VALUE! | #VALUE! | #VALUE! | 0 | #VALUE! | 1
[65 empty] | #VALUE! | #N/A | #N/A | #N/A | #N/A | #N/A | #N/A | #N/A | #N/A | #N/A | #N/A | 0 | #N/A | #N/A | #N/A | #N/A | #N/A | #N/A | #N/A | #N/A | #N/A | #N/A | 0 | #N/A | #VALUE! | #VALUE! |  | #VALUE! | 0 | #VALUE! | #VALUE! |  | #VALUE! | #N/A | #N/A | #N/A | #N/A | 0 | #VALUE! | 0 | 100 | 0 | #N/A | #N/A | #N/A | #N/A | #N/A | #N/A | #N/A | #N/A | 1 slot, 1 way | #N/A | 0 | #DIV/0! | #VALUE! | 0 | 0 | 0 | 2 | #N/A | #VALUE! | #VALUE! | #VALUE! | #VALUE! | #VALUE! | #VALUE! | #VALUE! | #N/A | #N/A | M13 | M17 | M23 | M31 |  |  | TRUE | #DIV/0! | #DIV/0! | 0 | TRUE | TRUE | TRUE | FALSE | TRUE | TRUE | 0 | #VALUE! | #VALUE! |  | #N/A | #N/A |  | 0 | 0 | 0 | 0 | 0 | 0 | 0 | 0 | 0 | 0 | 0 | 0 | 0 | 0 | 0 | 0 | 0 | 0 | 0 | #N/A | - S | #N/A | #N/A | #N/A | #N/A | 0 | #VALUE! | 0 | 0 | #VALUE! | #VALUE! | #VALUE! | #VALUE! | #VALUE! | 0 | #VALUE! | 1
[65 empty] | #VALUE! | #N/A | #N/A | #N/A | #N/A | #N/A | #N/A | #N/A | #N/A | #N/A | #N/A | 0 | #N/A | #N/A | #N/A | #N/A | #N/A | #N/A | #N/A | #N/A | #N/A | #N/A | 0 | #N/A | #VALUE! | #VALUE! |  | #VALUE! | 0 | #VALUE! | #VALUE! |  | #VALUE! | #N/A | #N/A | #N/A | #N/A | 0 | #VALUE! | 0 | 100 | 0 | #N/A | #N/A | #N/A | #N/A | #N/A | #N/A | #N/A | #N/A | 1 slot, 1 way | #N/A | 0 | #DIV/0! | #VALUE! | 0 | 0 | 0 | 2 | #N/A | #VALUE! | #VALUE! | #VALUE! | #VALUE! | #VALUE! | #VALUE! | #VALUE! | #N/A | #N/A | M13 | M17 | M23 | M31 |  |  | TRUE | #DIV/0! | #DIV/0! | 0 | TRUE | TRUE | TRUE | FALSE | TRUE | TRUE | 0 | #VALUE! | #VALUE! |  | #N/A | #N/A |  | 0 | 0 | 0 | 0 | 0 | 0 | 0 | 0 | 0 | 0 | 0 | 0 | 0 | 0 | 0 | 0 | 0 | 0 | 0 | #N/A | - S | #N/A | #N/A | #N/A | #N/A | 0 | #VALUE! | 0 | 0 | #VALUE! | #VALUE! | #VALUE! | #VALUE! | #VALUE! | 0 | #VALUE! | 1
[65 empty] | #VALUE! | #N/A | #N/A | #N/A | #N/A | #N/A | #N/A | #N/A | #N/A | #N/A | #N/A | 0 | #N/A | #N/A | #N/A | #N/A | #N/A | #N/A | #N/A | #N/A | #N/A | #N/A | 0 | #N/A | #VALUE! | #VALUE! |  | #VALUE! | 0 | #VALUE! | #VALUE! |  | #VALUE! | #N/A | #N/A | #N/A | #N/A | 0 | #VALUE! | 0 | 100 | 0 | #N/A | #N/A | #N/A | #N/A | #N/A | #N/A | #N/A | #N/A | 1 slot, 1 way | #N/A | 0 | #DIV/0! | #VALUE! | 0 | 0 | 0 | 2 | #N/A | #VALUE! | #VALUE! | #VALUE! | #VALUE! | #VALUE! | #VALUE! | #VALUE! | #N/A | #N/A | M13 | M17 | M23 | M31 |  |  | TRUE | #DIV/0! | #DIV/0! | 0 | TRUE | TRUE | TRUE | FALSE | TRUE | TRUE | 0 | #VALUE! | #VALUE! |  | #N/A | #N/A |  | 0 | 0 | 0 | 0 | 0 | 0 | 0 | 0 | 0 | 0 | 0 | 0 | 0 | 0 | 0 | 0 | 0 | 0 | 0 | #N/A | - S | #N/A | #N/A | #N/A | #N/A | 0 | #VALUE! | 0 | 0 | #VALUE! | #VALUE! | #VALUE! | #VALUE! | #VALUE! | 0 | #VALUE! | 1
[65 empty] | #VALUE! | #N/A | #N/A | #N/A | #N/A | #N/A | #N/A | #N/A | #N/A | #N/A | #N/A | 0 | #N/A | #N/A | #N/A | #N/A | #N/A | #N/A | #N/A | #N/A | #N/A | #N/A | 0 | #N/A | #VALUE! | #VALUE! |  | #VALUE! | 0 | #VALUE! | #VALUE! |  | #VALUE! | #N/A | #N/A | #N/A | #N/A | 0 | #VALUE! | 0 | 100 | 0 | #N/A | #N/A | #N/A | #N/A | #N/A | #N/A | #N/A | #N/A | 1 slot, 1 way | #N/A | 0 | #DIV/0! | #VALUE! | 0 | 0 | 0 | 2 | #N/A | #VALUE! | #VALUE! | #VALUE! | #VALUE! | #VALUE! | #VALUE! | #VALUE! | #N/A | #N/A | M13 | M17 | M23 | M31 |  |  | TRUE | #DIV/0! | #DIV/0! | 0 | TRUE | TRUE | TRUE | FALSE | TRUE | TRUE | 0 | #VALUE! | #VALUE! |  | #N/A | #N/A |  | 0 | 0 | 0 | 0 | 0 | 0 | 0 | 0 | 0 | 0 | 0 | 0 | 0 | 0 | 0 | 0 | 0 | 0 | 0 | #N/A | - S | #N/A | #N/A | #N/A | #N/A | 0 | #VALUE! | 0 | 0 | #VALUE! | #VALUE! | #VALUE! | #VALUE! | #VALUE! | 0 | #VALUE! | 1
[65 empty] | #VALUE! | #N/A | #N/A | #N/A | #N/A | #N/A | #N/A | #N/A | #N/A | #N/A | #N/A | 0 | #N/A | #N/A | #N/A | #N/A | #N/A | #N/A | #N/A | #N/A | #N/A | #N/A | 0 | #N/A | #VALUE! | #VALUE! |  | #VALUE! | 0 | #VALUE! | #VALUE! |  | #VALUE! | #N/A | #N/A | #N/A | #N/A | 0 | #VALUE! | 0 | 100 | 0 | #N/A | #N/A | #N/A | #N/A | #N/A | #N/A | #N/A | #N/A | 1 slot, 1 way | #N/A | 0 | #DIV/0! | #VALUE! | 0 | 0 | 0 | 2 | #N/A | #VALUE! | #VALUE! | #VALUE! | #VALUE! | #VALUE! | #VALUE! | #VALUE! | #N/A | #N/A | M13 | M17 | M23 | M31 |  |  | TRUE | #DIV/0! | #DIV/0! | 0 | TRUE | TRUE | TRUE | FALSE | TRUE | TRUE | 0 | #VALUE! | #VALUE! |  | #N/A | #N/A |  | 0 | 0 | 0 | 0 | 0 | 0 | 0 | 0 | 0 | 0 | 0 | 0 | 0 | 0 | 0 | 0 | 0 | 0 | 0 | #N/A | - S | #N/A | #N/A | #N/A | #N/A | 0 | #VALUE! | 0 | 0 | #VALUE! | #VALUE! | #VALUE! | #VALUE! | #VALUE! | 0 | #VALUE! | 1
[65 empty] | #VALUE! | #N/A | #N/A | #N/A | #N/A | #N/A | #N/A | #N/A | #N/A | #N/A | #N/A | 0 | #N/A | #N/A | #N/A | #N/A | #N/A | #N/A | #N/A | #N/A | #N/A | #N/A | 0 | #N/A | #VALUE! | #VALUE! |  | #VALUE! | 0 | #VALUE! | #VALUE! |  | #VALUE! | #N/A | #N/A | #N/A | #N/A | 0 | #VALUE! | 0 | 100 | 0 | #N/A | #N/A | #N/A | #N/A | #N/A | #N/A | #N/A | #N/A | 1 slot, 1 way | #N/A | 0 | #DIV/0! | #VALUE! | 0 | 0 | 0 | 2 | #N/A | #VALUE! | #VALUE! | #VALUE! | #VALUE! | #VALUE! | #VALUE! | #VALUE! | #N/A | #N/A | M13 | M17 | M23 | M31 |  |  | TRUE | #DIV/0! | #DIV/0! | 0 | TRUE | TRUE | TRUE | FALSE | TRUE | TRUE | 0 | #VALUE! | #VALUE! |  | #N/A | #N/A |  | 0 | 0 | 0 | 0 | 0 | 0 | 0 | 0 | 0 | 0 | 0 | 0 | 0 | 0 | 0 | 0 | 0 | 0 | 0 | #N/A | - S | #N/A | #N/A | #N/A | #N/A | 0 | #VALUE! | 0 | 0 | #VALUE! | #VALUE! | #VALUE! | #VALUE! | #VALUE! | 0 | #VALUE! | 1
[65 empty] | #VALUE! | #N/A | #N/A | #N/A | #N/A | #N/A | #N/A | #N/A | #N/A | #N/A | #N/A | 0 | #N/A | #N/A | #N/A | #N/A | #N/A | #N/A | #N/A | #N/A | #N/A | #N/A | 0 | #N/A | #VALUE! | #VALUE! |  | #VALUE! | 0 | #VALUE! | #VALUE! |  | #VALUE! | #N/A | #N/A | #N/A | #N/A | 0 | #VALUE! | 0 | 100 | 0 | #N/A | #N/A | #N/A | #N/A | #N/A | #N/A | #N/A | #N/A | 1 slot, 1 way | #N/A | 0 | #DIV/0! | #VALUE! | 0 | 0 | 0 | 2 | #N/A | #VALUE! | #VALUE! | #VALUE! | #VALUE! | #VALUE! | #VALUE! | #VALUE! | #N/A | #N/A | M13 | M17 | M23 | M31 |  |  | TRUE | #DIV/0! | #DIV/0! | 0 | TRUE | TRUE | TRUE | FALSE | TRUE | TRUE | 0 | #VALUE! | #VALUE! |  | #N/A | #N/A |  | 0 | 0 | 0 | 0 | 0 | 0 | 0 | 0 | 0 | 0 | 0 | 0 | 0 | 0 | 0 | 0 | 0 | 0 | 0 | #N/A | - S | #N/A | #N/A | #N/A | #N/A | 0 | #VALUE! | 0 | 0 | #VALUE! | #VALUE! | #VALUE! | #VALUE! | #VALUE! | 0 | #VALUE! | 1
[65 empty] | #VALUE! | #N/A | #N/A | #N/A | #N/A | #N/A | #N/A | #N/A | #N/A | #N/A | #N/A | 0 | #N/A | #N/A | #N/A | #N/A | #N/A | #N/A | #N/A | #N/A | #N/A | #N/A | 0 | #N/A | #VALUE! | #VALUE! |  | #VALUE! | 0 | #VALUE! | #VALUE! |  | #VALUE! | #N/A | #N/A | #N/A | #N/A | 0 | #VALUE! | 0 | 100 | 0 | #N/A | #N/A | #N/A | #N/A | #N/A | #N/A | #N/A | #N/A | 1 slot, 1 way | #N/A | 0 | #DIV/0! | #VALUE! | 0 | 0 | 0 | 2 | #N/A | #VALUE! | #VALUE! | #VALUE! | #VALUE! | #VALUE! | #VALUE! | #VALUE! | #N/A | #N/A | M13 | M17 | M23 | M31 |  |  | TRUE | #DIV/0! | #DIV/0! | 0 | TRUE | TRUE | TRUE | FALSE | TRUE | TRUE | 0 | #VALUE! | #VALUE! |  | #N/A | #N/A |  | 0 | 0 | 0 | 0 | 0 | 0 | 0 | 0 | 0 | 0 | 0 | 0 | 0 | 0 | 0 | 0 | 0 | 0 | 0 | #N/A | - S | #N/A | #N/A | #N/A | #N/A | 0 | #VALUE! | 0 | 0 | #VALUE! | #VALUE! | #VALUE! | #VALUE! | #VALUE! | 0 | #VALUE! | 1
[65 empty] | #VALUE! | #N/A | #N/A | #N/A | #N/A | #N/A | #N/A | #N/A | #N/A | #N/A | #N/A | 0 | #N/A | #N/A | #N/A | #N/A | #N/A | #N/A | #N/A | #N/A | #N/A | #N/A | 0 | #N/A | #VALUE! | #VALUE! |  | #VALUE! | 0 | #VALUE! | #VALUE! |  | #VALUE! | #N/A | #N/A | #N/A | #N/A | 0 | #VALUE! | 0 | 100 | 0 | #N/A | #N/A | #N/A | #N/A | #N/A | #N/A | #N/A | #N/A | 1 slot, 1 way | #N/A | 0 | #DIV/0! | #VALUE! | 0 | 0 | 0 | 2 | #N/A | #VALUE! | #VALUE! | #VALUE! | #VALUE! | #VALUE! | #VALUE! | #VALUE! | #N/A | #N/A | M13 | M17 | M23 | M31 |  |  | TRUE | #DIV/0! | #DIV/0! | 0 | TRUE | TRUE | TRUE | FALSE | TRUE | TRUE | 0 | #VALUE! | #VALUE! |  | #N/A | #N/A |  | 0 | 0 | 0 | 0 | 0 | 0 | 0 | 0 | 0 | 0 | 0 | 0 | 0 | 0 | 0 | 0 | 0 | 0 | 0 | #N/A | - S | #N/A | #N/A | #N/A | #N/A | 0 | #VALUE! | 0 | 0 | #VALUE! | #VALUE! | #VALUE! | #VALUE! | #VALUE! | 0 | #VALUE! | 1
[65 empty] | #VALUE! | #N/A | #N/A | #N/A | #N/A | #N/A | #N/A | #N/A | #N/A | #N/A | #N/A | 0 | #N/A | #N/A | #N/A | #N/A | #N/A | #N/A | #N/A | #N/A | #N/A | #N/A | 0 | #N/A | #VALUE! | #VALUE! |  | #VALUE! | 0 | #VALUE! | #VALUE! |  | #VALUE! | #N/A | #N/A | #N/A | #N/A | 0 | #VALUE! | 0 | 100 | 0 | #N/A | #N/A | #N/A | #N/A | #N/A | #N/A | #N/A | #N/A | 1 slot, 1 way | #N/A | 0 | #DIV/0! | #VALUE! | 0 | 0 | 0 | 2 | #N/A | #VALUE! | #VALUE! | #VALUE! | #VALUE! | #VALUE! | #VALUE! | #VALUE! | #N/A | #N/A | M13 | M17 | M23 | M31 |  |  | TRUE | #DIV/0! | #DIV/0! | 0 | TRUE | TRUE | TRUE | FALSE | TRUE | TRUE | 0 | #VALUE! | #VALUE! |  | #N/A | #N/A |  | 0 | 0 | 0 | 0 | 0 | 0 | 0 | 0 | 0 | 0 | 0 | 0 | 0 | 0 | 0 | 0 | 0 | 0 | 0 | #N/A | - S | #N/A | #N/A | #N/A | #N/A | 0 | #VALUE! | 0 | 0 | #VALUE! | #VALUE! | #VALUE! | #VALUE! | #VALUE! | 0 | #VALUE! | 1
[65 empty] | #VALUE! | #N/A | #N/A | #N/A | #N/A | #N/A | #N/A | #N/A | #N/A | #N/A | #N/A | 0 | #N/A | #N/A | #N/A | #N/A | #N/A | #N/A | #N/A | #N/A | #N/A | #N/A | 0 | #N/A | #VALUE! | #VALUE! |  | #VALUE! | 0 | #VALUE! | #VALUE! |  | #VALUE! | #N/A | #N/A | #N/A | #N/A | 0 | #VALUE! | 0 | 100 | 0 | #N/A | #N/A | #N/A | #N/A | #N/A | #N/A | #N/A | #N/A | 1 slot, 1 way | #N/A | 0 | #DIV/0! | #VALUE! | 0 | 0 | 0 | 2 | #N/A | #VALUE! | #VALUE! | #VALUE! | #VALUE! | #VALUE! | #VALUE! | #VALUE! | #N/A | #N/A | M13 | M17 | M23 | M31 |  |  | TRUE | #DIV/0! | #DIV/0! | 0 | TRUE | TRUE | TRUE | FALSE | TRUE | TRUE | 0 | #VALUE! | #VALUE! |  | #N/A | #N/A |  | 0 | 0 | 0 | 0 | 0 | 0 | 0 | 0 | 0 | 0 | 0 | 0 | 0 | 0 | 0 | 0 | 0 | 0 | 0 | #N/A | - S | #N/A | #N/A | #N/A | #N/A | 0 | #VALUE! | 0 | 0 | #VALUE! | #VALUE! | #VALUE! | #VALUE! | #VALUE! | 0 | #VALUE! | 1
[65 empty] | #VALUE! | #N/A | #N/A | #N/A | #N/A | #N/A | #N/A | #N/A | #N/A | #N/A | #N/A | 0 | #N/A | #N/A | #N/A | #N/A | #N/A | #N/A | #N/A | #N/A | #N/A | #N/A | 0 | #N/A | #VALUE! | #VALUE! |  | #VALUE! | 0 | #VALUE! | #VALUE! |  | #VALUE! | #N/A | #N/A | #N/A | #N/A | 0 | #VALUE! | 0 | 100 | 0 | #N/A | #N/A | #N/A | #N/A | #N/A | #N/A | #N/A | #N/A | 1 slot, 1 way | #N/A | 0 | #DIV/0! | #VALUE! | 0 | 0 | 0 | 2 | #N/A | #VALUE! | #VALUE! | #VALUE! | #VALUE! | #VALUE! | #VALUE! | #VALUE! | #N/A | #N/A | M13 | M17 | M23 | M31 |  |  | TRUE | #DIV/0! | #DIV/0! | 0 | TRUE | TRUE | TRUE | FALSE | TRUE | TRUE | 0 | #VALUE! | #VALUE! |  | #N/A | #N/A |  | 0 | 0 | 0 | 0 | 0 | 0 | 0 | 0 | 0 | 0 | 0 | 0 | 0 | 0 | 0 | 0 | 0 | 0 | 0 | #N/A | - S | #N/A | #N/A | #N/A | #N/A | 0 | #VALUE! | 0 | 0 | #VALUE! | #VALUE! | #VALUE! | #VALUE! | #VALUE! | 0 | #VALUE! | 1
[65 empty] | #VALUE! | #N/A | #N/A | #N/A | #N/A | #N/A | #N/A | #N/A | #N/A | #N/A | #N/A | 0 | #N/A | #N/A | #N/A | #N/A | #N/A | #N/A | #N/A | #N/A | #N/A | #N/A | 0 | #N/A | #VALUE! | #VALUE! |  | #VALUE! | 0 | #VALUE! | #VALUE! |  | #VALUE! | #N/A | #N/A | #N/A | #N/A | 0 | #VALUE! | 0 | 100 | 0 | #N/A | #N/A | #N/A | #N/A | #N/A | #N/A | #N/A | #N/A | 1 slot, 1 way | #N/A | 0 | #DIV/0! | #VALUE! | 0 | 0 | 0 | 2 | #N/A | #VALUE! | #VALUE! | #VALUE! | #VALUE! | #VALUE! | #VALUE! | #VALUE! | #N/A | #N/A | M13 | M17 | M23 | M31 |  |  | TRUE | #DIV/0! | #DIV/0! | 0 | TRUE | TRUE | TRUE | FALSE | TRUE | TRUE | 0 | #VALUE! | #VALUE! |  | #N/A | #N/A |  | 0 | 0 | 0 | 0 | 0 | 0 | 0 | 0 | 0 | 0 | 0 | 0 | 0 | 0 | 0 | 0 | 0 | 0 | 0 | #N/A | - S | #N/A | #N/A | #N/A | #N/A | 0 | #VALUE! | 0 | 0 | #VALUE! | #VALUE! | #VALUE! | #VALUE! | #VALUE! | 0 | #VALUE! | 1
[65 empty] | #VALUE! | #N/A | #N/A | #N/A | #N/A | #N/A | #N/A | #N/A | #N/A | #N/A | #N/A | 0 | #N/A | #N/A | #N/A | #N/A | #N/A | #N/A | #N/A | #N/A | #N/A | #N/A | 0 | #N/A | #VALUE! | #VALUE! |  | #VALUE! | 0 | #VALUE! | #VALUE! |  | #VALUE! | #N/A | #N/A | #N/A | #N/A | 0 | #VALUE! | 0 | 100 | 0 | #N/A | #N/A | #N/A | #N/A | #N/A | #N/A | #N/A | #N/A | 1 slot, 1 way | #N/A | 0 | #DIV/0! | #VALUE! | 0 | 0 | 0 | 2 | #N/A | #VALUE! | #VALUE! | #VALUE! | #VALUE! | #VALUE! | #VALUE! | #VALUE! | #N/A | #N/A | M13 | M17 | M23 | M31 |  |  | TRUE | #DIV/0! | #DIV/0! | 0 | TRUE | TRUE | TRUE | FALSE | TRUE | TRUE | 0 | #VALUE! | #VALUE! |  | #N/A | #N/A |  | 0 | 0 | 0 | 0 | 0 | 0 | 0 | 0 | 0 | 0 | 0 | 0 | 0 | 0 | 0 | 0 | 0 | 0 | 0 | #N/A | - S | #N/A | #N/A | #N/A | #N/A | 0 | #VALUE! | 0 | 0 | #VALUE! | #VALUE! | #VALUE! | #VALUE! | #VALUE! | 0 | #VALUE! | 1
[65 empty] | #VALUE! | #N/A | #N/A | #N/A | #N/A | #N/A | #N/A | #N/A | #N/A | #N/A | #N/A | 0 | #N/A | #N/A | #N/A | #N/A | #N/A | #N/A | #N/A | #N/A | #N/A | #N/A | 0 | #N/A | #VALUE! | #VALUE! |  | #VALUE! | 0 | #VALUE! | #VALUE! |  | #VALUE! | #N/A | #N/A | #N/A | #N/A | 0 | #VALUE! | 0 | 100 | 0 | #N/A | #N/A | #N/A | #N/A | #N/A | #N/A | #N/A | #N/A | 1 slot, 1 way | #N/A | 0 | #DIV/0! | #VALUE! | 0 | 0 | 0 | 2 | #N/A | #VALUE! | #VALUE! | #VALUE! | #VALUE! | #VALUE! | #VALUE! | #VALUE! | #N/A | #N/A | M13 | M17 | M23 | M31 |  |  | TRUE | #DIV/0! | #DIV/0! | 0 | TRUE | TRUE | TRUE | FALSE | TRUE | TRUE | 0 | #VALUE! | #VALUE! |  | #N/A | #N/A |  | 0 | 0 | 0 | 0 | 0 | 0 | 0 | 0 | 0 | 0 | 0 | 0 | 0 | 0 | 0 | 0 | 0 | 0 | 0 | #N/A | - S | #N/A | #N/A | #N/A | #N/A | 0 | #VALUE! | 0 | 0 | #VALUE! | #VALUE! | #VALUE! | #VALUE! | #VALUE! | 0 | #VALUE! | 1
[65 empty] | #VALUE! | #N/A | #N/A | #N/A | #N/A | #N/A | #N/A | #N/A | #N/A | #N/A | #N/A | 0 | #N/A | #N/A | #N/A | #N/A | #N/A | #N/A | #N/A | #N/A | #N/A | #N/A | 0 | #N/A | #VALUE! | #VALUE! |  | #VALUE! | 0 | #VALUE! | #VALUE! |  | #VALUE! | #N/A | #N/A | #N/A | #N/A | 0 | #VALUE! | 0 | 100 | 0 | #N/A | #N/A | #N/A | #N/A | #N/A | #N/A | #N/A | #N/A | 1 slot, 1 way | #N/A | 0 | #DIV/0! | #VALUE! | 0 | 0 | 0 | 2 | #N/A | #VALUE! | #VALUE! | #VALUE! | #VALUE! | #VALUE! | #VALUE! | #VALUE! | #N/A | #N/A | M13 | M17 | M23 | M31 |  |  | TRUE | #DIV/0! | #DIV/0! | 0 | TRUE | TRUE | TRUE | FALSE | TRUE | TRUE | 0 | #VALUE! | #VALUE! |  | #N/A | #N/A |  | 0 | 0 | 0 | 0 | 0 | 0 | 0 | 0 | 0 | 0 | 0 | 0 | 0 | 0 | 0 | 0 | 0 | 0 | 0 | #N/A | - S | #N/A | #N/A | #N/A | #N/A | 0 | #VALUE! | 0 | 0 | #VALUE! | #VALUE! | #VALUE! | #VALUE! | #VALUE! | 0 | #VALUE! | 1
[65 empty] | #VALUE! | #N/A | #N/A | #N/A | #N/A | #N/A | #N/A | #N/A | #N/A | #N/A | #N/A | 0 | #N/A | #N/A | #N/A | #N/A | #N/A | #N/A | #N/A | #N/A | #N/A | #N/A | 0 | #N/A | #VALUE! | #VALUE! |  | #VALUE! | 0 | #VALUE! | #VALUE! |  | #VALUE! | #N/A | #N/A | #N/A | #N/A | 0 | #VALUE! | 0 | 100 | 0 | #N/A | #N/A | #N/A | #N/A | #N/A | #N/A | #N/A | #N/A | 1 slot, 1 way | #N/A | 0 | #DIV/0! | #VALUE! | 0 | 0 | 0 | 2 | #N/A | #VALUE! | #VALUE! | #VALUE! | #VALUE! | #VALUE! | #VALUE! | #VALUE! | #N/A | #N/A | M13 | M17 | M23 | M31 |  |  | TRUE | #DIV/0! | #DIV/0! | 0 | TRUE | TRUE | TRUE | FALSE | TRUE | TRUE | 0 | #VALUE! | #VALUE! |  | #N/A | #N/A |  | 0 | 0 | 0 | 0 | 0 | 0 | 0 | 0 | 0 | 0 | 0 | 0 | 0 | 0 | 0 | 0 | 0 | 0 | 0 | #N/A | - S | #N/A | #N/A | #N/A | #N/A | 0 | #VALUE! | 0 | 0 | #VALUE! | #VALUE! | #VALUE! | #VALUE! | #VALUE! | 0 | #VALUE! | 1
[65 empty] | #VALUE! | #N/A | #N/A | #N/A | #N/A | #N/A | #N/A | #N/A | #N/A | #N/A | #N/A | 0 | #N/A | #N/A | #N/A | #N/A | #N/A | #N/A | #N/A | #N/A | #N/A | #N/A | 0 | #N/A | #VALUE! | #VALUE! |  | #VALUE! | 0 | #VALUE! | #VALUE! |  | #VALUE! | #N/A | #N/A | #N/A | #N/A | 0 | #VALUE! | 0 | 100 | 0 | #N/A | #N/A | #N/A | #N/A | #N/A | #N/A | #N/A | #N/A | 1 slot, 1 way | #N/A | 0 | #DIV/0! | #VALUE! | 0 | 0 | 0 | 2 | #N/A | #VALUE! | #VALUE! | #VALUE! | #VALUE! | #VALUE! | #VALUE! | #VALUE! | #N/A | #N/A | M13 | M17 | M23 | M31 |  |  | TRUE | #DIV/0! | #DIV/0! | 0 | TRUE | TRUE | TRUE | FALSE | TRUE | TRUE | 0 | #VALUE! | #VALUE! |  | #N/A | #N/A |  | 0 | 0 | 0 | 0 | 0 | 0 | 0 | 0 | 0 | 0 | 0 | 0 | 0 | 0 | 0 | 0 | 0 | 0 | 0 | #N/A | - S | #N/A | #N/A | #N/A | #N/A | 0 | #VALUE! | 0 | 0 | #VALUE! | #VALUE! | #VALUE! | #VALUE! | #VALUE! | 0 | #VALUE! | 1
[65 empty] | #VALUE! | #N/A | #N/A | #N/A | #N/A | #N/A | #N/A | #N/A | #N/A | #N/A | #N/A | 0 | #N/A | #N/A | #N/A | #N/A | #N/A | #N/A | #N/A | #N/A | #N/A | #N/A | 0 | #N/A | #VALUE! | #VALUE! |  | #VALUE! | 0 | #VALUE! | #VALUE! |  | #VALUE! | #N/A | #N/A | #N/A | #N/A | 0 | #VALUE! | 0 | 100 | 0 | #N/A | #N/A | #N/A | #N/A | #N/A | #N/A | #N/A | #N/A | 1 slot, 1 way | #N/A | 0 | #DIV/0! | #VALUE! | 0 | 0 | 0 | 2 | #N/A | #VALUE! | #VALUE! | #VALUE! | #VALUE! | #VALUE! | #VALUE! | #VALUE! | #N/A | #N/A | M13 | M17 | M23 | M31 |  |  | TRUE | #DIV/0! | #DIV/0! | 0 | TRUE | TRUE | TRUE | FALSE | TRUE | TRUE | 0 | #VALUE! | #VALUE! |  | #N/A | #N/A |  | 0 | 0 | 0 | 0 | 0 | 0 | 0 | 0 | 0 | 0 | 0 | 0 | 0 | 0 | 0 | 0 | 0 | 0 | 0 | #N/A | - S | #N/A | #N/A | #N/A | #N/A | 0 | #VALUE! | 0 | 0 | #VALUE! | #VALUE! | #VALUE! | #VALUE! | #VALUE! | 0 | #VALUE! | 1
[65 empty] | #VALUE! | #N/A | #N/A | #N/A | #N/A | #N/A | #N/A | #N/A | #N/A | #N/A | #N/A | 0 | #N/A | #N/A | #N/A | #N/A | #N/A | #N/A | #N/A | #N/A | #N/A | #N/A | 0 | #N/A | #VALUE! | #VALUE! |  | #VALUE! | 0 | #VALUE! | #VALUE! |  | #VALUE! | #N/A | #N/A | #N/A | #N/A | 0 | #VALUE! | 0 | 100 | 0 | #N/A | #N/A | #N/A | #N/A | #N/A | #N/A | #N/A | #N/A | 1 slot, 1 way | #N/A | 0 | #DIV/0! | #VALUE! | 0 | 0 | 0 | 2 | #N/A | #VALUE! | #VALUE! | #VALUE! | #VALUE! | #VALUE! | #VALUE! | #VALUE! | #N/A | #N/A | M13 | M17 | M23 | M31 |  |  | TRUE | #DIV/0! | #DIV/0! | 0 | TRUE | TRUE | TRUE | FALSE | TRUE | TRUE | 0 | #VALUE! | #VALUE! |  | #N/A | #N/A |  | 0 | 0 | 0 | 0 | 0 | 0 | 0 | 0 | 0 | 0 | 0 | 0 | 0 | 0 | 0 | 0 | 0 | 0 | 0 | #N/A | - S | #N/A | #N/A | #N/A | #N/A | 0 | #VALUE! | 0 | 0 | #VALUE! | #VALUE! | #VALUE! | #VALUE! | #VALUE! | 0 | #VALUE! | 1
[65 empty] | #VALUE! | #N/A | #N/A | #N/A | #N/A | #N/A | #N/A | #N/A | #N/A | #N/A | #N/A | 0 | #N/A | #N/A | #N/A | #N/A | #N/A | #N/A | #N/A | #N/A | #N/A | #N/A | 0 | #N/A | #VALUE! | #VALUE! |  | #VALUE! | 0 | #VALUE! | #VALUE! |  | #VALUE! | #N/A | #N/A | #N/A | #N/A | 0 | #VALUE! | 0 | 100 | 0 | #N/A | #N/A | #N/A | #N/A | #N/A | #N/A | #N/A | #N/A | 1 slot, 1 way | #N/A | 0 | #DIV/0! | #VALUE! | 0 | 0 | 0 | 2 | #N/A | #VALUE! | #VALUE! | #VALUE! | #VALUE! | #VALUE! | #VALUE! | #VALUE! | #N/A | #N/A | M13 | M17 | M23 | M31 |  |  | TRUE | #DIV/0! | #DIV/0! | 0 | TRUE | TRUE | TRUE | FALSE | TRUE | TRUE | 0 | #VALUE! | #VALUE! |  | #N/A | #N/A |  | 0 | 0 | 0 | 0 | 0 | 0 | 0 | 0 | 0 | 0 | 0 | 0 | 0 | 0 | 0 | 0 | 0 | 0 | 0 | #N/A | - S | #N/A | #N/A | #N/A | #N/A | 0 | #VALUE! | 0 | 0 | #VALUE! | #VALUE! | #VALUE! | #VALUE! | #VALUE! | 0 | #VALUE! | 1
[65 empty] | #VALUE! | #N/A | #N/A | #N/A | #N/A | #N/A | #N/A | #N/A | #N/A | #N/A | #N/A | 0 | #N/A | #N/A | #N/A | #N/A | #N/A | #N/A | #N/A | #N/A | #N/A | #N/A | 0 | #N/A | #VALUE! | #VALUE! |  | #VALUE! | 0 | #VALUE! | #VALUE! |  | #VALUE! | #N/A | #N/A | #N/A | #N/A | 0 | #VALUE! | 0 | 100 | 0 | #N/A | #N/A | #N/A | #N/A | #N/A | #N/A | #N/A | #N/A | 1 slot, 1 way | #N/A | 0 | #DIV/0! | #VALUE! | 0 | 0 | 0 | 2 | #N/A | #VALUE! | #VALUE! | #VALUE! | #VALUE! | #VALUE! | #VALUE! | #VALUE! | #N/A | #N/A | M13 | M17 | M23 | M31 |  |  | TRUE | #DIV/0! | #DIV/0! | 0 | TRUE | TRUE | TRUE | FALSE | TRUE | TRUE | 0 | #VALUE! | #VALUE! |  | #N/A | #N/A |  | 0 | 0 | 0 | 0 | 0 | 0 | 0 | 0 | 0 | 0 | 0 | 0 | 0 | 0 | 0 | 0 | 0 | 0 | 0 | #N/A | - S | #N/A | #N/A | #N/A | #N/A | 0 | #VALUE! | 0 | 0 | #VALUE! | #VALUE! | #VALUE! | #VALUE! | #VALUE! | 0 | #VALUE! | 1
[65 empty] | #VALUE! | #N/A | #N/A | #N/A | #N/A | #N/A | #N/A | #N/A | #N/A | #N/A | #N/A | 0 | #N/A | #N/A | #N/A | #N/A | #N/A | #N/A | #N/A | #N/A | #N/A | #N/A | 0 | #N/A | #VALUE! | #VALUE! |  | #VALUE! | 0 | #VALUE! | #VALUE! |  | #VALUE! | #N/A | #N/A | #N/A | #N/A | 0 | #VALUE! | 0 | 100 | 0 | #N/A | #N/A | #N/A | #N/A | #N/A | #N/A | #N/A | #N/A | 1 slot, 1 way | #N/A | 0 | #DIV/0! | #VALUE! | 0 | 0 | 0 | 2 | #N/A | #VALUE! | #VALUE! | #VALUE! | #VALUE! | #VALUE! | #VALUE! | #VALUE! | #N/A | #N/A | M13 | M17 | M23 | M31 |  |  | TRUE | #DIV/0! | #DIV/0! | 0 | TRUE | TRUE | TRUE | FALSE | TRUE | TRUE | 0 | #VALUE! | #VALUE! |  | #N/A | #N/A |  | 0 | 0 | 0 | 0 | 0 | 0 | 0 | 0 | 0 | 0 | 0 | 0 | 0 | 0 | 0 | 0 | 0 | 0 | 0 | #N/A | - S | #N/A | #N/A | #N/A | #N/A | 0 | #VALUE! | 0 | 0 | #VALUE! | #VALUE! | #VALUE! | #VALUE! | #VALUE! | 0 | #VALUE! | 1
[65 empty] | #VALUE! | #N/A | #N/A | #N/A | #N/A | #N/A | #N/A | #N/A | #N/A | #N/A | #N/A | 0 | #N/A | #N/A | #N/A | #N/A | #N/A | #N/A | #N/A | #N/A | #N/A | #N/A | 0 | #N/A | #VALUE! | #VALUE! |  | #VALUE! | 0 | #VALUE! | #VALUE! |  | #VALUE! | #N/A | #N/A | #N/A | #N/A | 0 | #VALUE! | 0 | 100 | 0 | #N/A | #N/A | #N/A | #N/A | #N/A | #N/A | #N/A | #N/A | 1 slot, 1 way | #N/A | 0 | #DIV/0! | #VALUE! | 0 | 0 | 0 | 2 | #N/A | #VALUE! | #VALUE! | #VALUE! | #VALUE! | #VALUE! | #VALUE! | #VALUE! | #N/A | #N/A | M13 | M17 | M23 | M31 |  |  | TRUE | #DIV/0! | #DIV/0! | 0 | TRUE | TRUE | TRUE | FALSE | TRUE | TRUE | 0 | #VALUE! | #VALUE! |  | #N/A | #N/A |  | 0 | 0 | 0 | 0 | 0 | 0 | 0 | 0 | 0 | 0 | 0 | 0 | 0 | 0 | 0 | 0 | 0 | 0 | 0 | #N/A | - S | #N/A | #N/A | #N/A | #N/A | 0 | #VALUE! | 0 | 0 | #VALUE! | #VALUE! | #VALUE! | #VALUE! | #VALUE! | 0 | #VALUE! | 1
[65 empty] | #VALUE! | #N/A | #N/A | #N/A | #N/A | #N/A | #N/A | #N/A | #N/A | #N/A | #N/A | 0 | #N/A | #N/A | #N/A | #N/A | #N/A | #N/A | #N/A | #N/A | #N/A | #N/A | 0 | #N/A | #VALUE! | #VALUE! |  | #VALUE! | 0 | #VALUE! | #VALUE! |  | #VALUE! | #N/A | #N/A | #N/A | #N/A | 0 | #VALUE! | 0 | 100 | 0 | #N/A | #N/A | #N/A | #N/A | #N/A | #N/A | #N/A | #N/A | 1 slot, 1 way | #N/A | 0 | #DIV/0! | #VALUE! | 0 | 0 | 0 | 2 | #N/A | #VALUE! | #VALUE! | #VALUE! | #VALUE! | #VALUE! | #VALUE! | #VALUE! | #N/A | #N/A | M13 | M17 | M23 | M31 |  |  | TRUE | #DIV/0! | #DIV/0! | 0 | TRUE | TRUE | TRUE | FALSE | TRUE | TRUE | 0 | #VALUE! | #VALUE! |  | #N/A | #N/A |  | 0 | 0 | 0 | 0 | 0 | 0 | 0 | 0 | 0 | 0 | 0 | 0 | 0 | 0 | 0 | 0 | 0 | 0 | 0 | #N/A | - S | #N/A | #N/A | #N/A | #N/A | 0 | #VALUE! | 0 | 0 | #VALUE! | #VALUE! | #VALUE! | #VALUE! | #VALUE! | 0 | #VALUE! | 1
[65 empty] | #VALUE! | #N/A | #N/A | #N/A | #N/A | #N/A | #N/A | #N/A | #N/A | #N/A | #N/A | 0 | #N/A | #N/A | #N/A | #N/A | #N/A | #N/A | #N/A | #N/A | #N/A | #N/A | 0 | #N/A | #VALUE! | #VALUE! |  | #VALUE! | 0 | #VALUE! | #VALUE! |  | #VALUE! | #N/A | #N/A | #N/A | #N/A | 0 | #VALUE! | 0 | 100 | 0 | #N/A | #N/A | #N/A | #N/A | #N/A | #N/A | #N/A | #N/A | 1 slot, 1 way | #N/A | 0 | #DIV/0! | #VALUE! | 0 | 0 | 0 | 2 | #N/A | #VALUE! | #VALUE! | #VALUE! | #VALUE! | #VALUE! | #VALUE! | #VALUE! | #N/A | #N/A | M13 | M17 | M23 | M31 |  |  | TRUE | #DIV/0! | #DIV/0! | 0 | TRUE | TRUE | TRUE | FALSE | TRUE | TRUE | 0 | #VALUE! | #VALUE! |  | #N/A | #N/A |  | 0 | 0 | 0 | 0 | 0 | 0 | 0 | 0 | 0 | 0 | 0 | 0 | 0 | 0 | 0 | 0 | 0 | 0 | 0 | #N/A | - S | #N/A | #N/A | #N/A | #N/A | 0 | #VALUE! | 0 | 0 | #VALUE! | #VALUE! | #VALUE! | #VALUE! | #VALUE! | 0 | #VALUE! | 1
[65 empty] | #VALUE! | #N/A | #N/A | #N/A | #N/A | #N/A | #N/A | #N/A | #N/A | #N/A | #N/A | 0 | #N/A | #N/A | #N/A | #N/A | #N/A | #N/A | #N/A | #N/A | #N/A | #N/A | 0 | #N/A | #VALUE! | #VALUE! |  | #VALUE! | 0 | #VALUE! | #VALUE! |  | #VALUE! | #N/A | #N/A | #N/A | #N/A | 0 | #VALUE! | 0 | 100 | 0 | #N/A | #N/A | #N/A | #N/A | #N/A | #N/A | #N/A | #N/A | 1 slot, 1 way | #N/A | 0 | #DIV/0! | #VALUE! | 0 | 0 | 0 | 2 | #N/A | #VALUE! | #VALUE! | #VALUE! | #VALUE! | #VALUE! | #VALUE! | #VALUE! | #N/A | #N/A | M13 | M17 | M23 | M31 |  |  | TRUE | #DIV/0! | #DIV/0! | 0 | TRUE | TRUE | TRUE | FALSE | TRUE | TRUE | 0 | #VALUE! | #VALUE! |  | #N/A | #N/A |  | 0 | 0 | 0 | 0 | 0 | 0 | 0 | 0 | 0 | 0 | 0 | 0 | 0 | 0 | 0 | 0 | 0 | 0 | 0 | #N/A | - S | #N/A | #N/A | #N/A | #N/A | 0 | #VALUE! | 0 | 0 | #VALUE! | #VALUE! | #VALUE! | #VALUE! | #VALUE! | 0 | #VALUE! | 1
[65 empty] | #VALUE! | #N/A | #N/A | #N/A | #N/A | #N/A | #N/A | #N/A | #N/A | #N/A | #N/A | 0 | #N/A | #N/A | #N/A | #N/A | #N/A | #N/A | #N/A | #N/A | #N/A | #N/A | 0 | #N/A | #VALUE! | #VALUE! |  | #VALUE! | 0 | #VALUE! | #VALUE! |  | #VALUE! | #N/A | #N/A | #N/A | #N/A | 0 | #VALUE! | 0 | 100 | 0 | #N/A | #N/A | #N/A | #N/A | #N/A | #N/A | #N/A | #N/A | 1 slot, 1 way | #N/A | 0 | #DIV/0! | #VALUE! | 0 | 0 | 0 | 2 | #N/A | #VALUE! | #VALUE! | #VALUE! | #VALUE! | #VALUE! | #VALUE! | #VALUE! | #N/A | #N/A | M13 | M17 | M23 | M31 |  |  | TRUE | #DIV/0! | #DIV/0! | 0 | TRUE | TRUE | TRUE | FALSE | TRUE | TRUE | 0 | #VALUE! | #VALUE! |  | #N/A | #N/A |  | 0 | 0 | 0 | 0 | 0 | 0 | 0 | 0 | 0 | 0 | 0 | 0 | 0 | 0 | 0 | 0 | 0 | 0 | 0 | #N/A | - S | #N/A | #N/A | #N/A | #N/A | 0 | #VALUE! | 0 | 0 | #VALUE! | #VALUE! | #VALUE! | #VALUE! | #VALUE! | 0 | #VALUE! | 1
[65 empty] | #VALUE! | #N/A | #N/A | #N/A | #N/A | #N/A | #N/A | #N/A | #N/A | #N/A | #N/A | 0 | #N/A | #N/A | #N/A | #N/A | #N/A | #N/A | #N/A | #N/A | #N/A | #N/A | 0 | #N/A | #VALUE! | #VALUE! |  | #VALUE! | 0 | #VALUE! | #VALUE! |  | #VALUE! | #N/A | #N/A | #N/A | #N/A | 0 | #VALUE! | 0 | 100 | 0 | #N/A | #N/A | #N/A | #N/A | #N/A | #N/A | #N/A | #N/A | 1 slot, 1 way | #N/A | 0 | #DIV/0! | #VALUE! | 0 | 0 | 0 | 2 | #N/A | #VALUE! | #VALUE! | #VALUE! | #VALUE! | #VALUE! | #VALUE! | #VALUE! | #N/A | #N/A | M13 | M17 | M23 | M31 |  |  | TRUE | #DIV/0! | #DIV/0! | 0 | TRUE | TRUE | TRUE | FALSE | TRUE | TRUE | 0 | #VALUE! | #VALUE! |  | #N/A | #N/A |  | 0 | 0 | 0 | 0 | 0 | 0 | 0 | 0 | 0 | 0 | 0 | 0 | 0 | 0 | 0 | 0 | 0 | 0 | 0 | #N/A | - S | #N/A | #N/A | #N/A | #N/A | 0 | #VALUE! | 0 | 0 | #VALUE! | #VALUE! | #VALUE! | #VALUE! | #VALUE! | 0 | #VALUE! | 1
[65 empty] | #VALUE! | #N/A | #N/A | #N/A | #N/A | #N/A | #N/A | #N/A | #N/A | #N/A | #N/A | 0 | #N/A | #N/A | #N/A | #N/A | #N/A | #N/A | #N/A | #N/A | #N/A | #N/A | 0 | #N/A | #VALUE! | #VALUE! |  | #VALUE! | 0 | #VALUE! | #VALUE! |  | #VALUE! | #N/A | #N/A | #N/A | #N/A | 0 | #VALUE! | 0 | 100 | 0 | #N/A | #N/A | #N/A | #N/A | #N/A | #N/A | #N/A | #N/A | 1 slot, 1 way | #N/A | 0 | #DIV/0! | #VALUE! | 0 | 0 | 0 | 2 | #N/A | #VALUE! | #VALUE! | #VALUE! | #VALUE! | #VALUE! | #VALUE! | #VALUE! | #N/A | #N/A | M13 | M17 | M23 | M31 |  |  | TRUE | #DIV/0! | #DIV/0! | 0 | TRUE | TRUE | TRUE | FALSE | TRUE | TRUE | 0 | #VALUE! | #VALUE! |  | #N/A | #N/A |  | 0 | 0 | 0 | 0 | 0 | 0 | 0 | 0 | 0 | 0 | 0 | 0 | 0 | 0 | 0 | 0 | 0 | 0 | 0 | #N/A | - S | #N/A | #N/A | #N/A | #N/A | 0 | #VALUE! | 0 | 0 | #VALUE! | #VALUE! | #VALUE! | #VALUE! | #VALUE! | 0 | #VALUE! | 1
[65 empty] | #VALUE! | #N/A | #N/A | #N/A | #N/A | #N/A | #N/A | #N/A | #N/A | #N/A | #N/A | 0 | #N/A | #N/A | #N/A | #N/A | #N/A | #N/A | #N/A | #N/A | #N/A | #N/A | 0 | #N/A | #VALUE! | #VALUE! |  | #VALUE! | 0 | #VALUE! | #VALUE! |  | #VALUE! | #N/A | #N/A | #N/A | #N/A | 0 | #VALUE! | 0 | 100 | 0 | #N/A | #N/A | #N/A | #N/A | #N/A | #N/A | #N/A | #N/A | 1 slot, 1 way | #N/A | 0 | #DIV/0! | #VALUE! | 0 | 0 | 0 | 2 | #N/A | #VALUE! | #VALUE! | #VALUE! | #VALUE! | #VALUE! | #VALUE! | #VALUE! | #N/A | #N/A | M13 | M17 | M23 | M31 |  |  | TRUE | #DIV/0! | #DIV/0! | 0 | TRUE | TRUE | TRUE | FALSE | TRUE | TRUE | 0 | #VALUE! | #VALUE! |  | #N/A | #N/A |  | 0 | 0 | 0 | 0 | 0 | 0 | 0 | 0 | 0 | 0 | 0 | 0 | 0 | 0 | 0 | 0 | 0 | 0 | 0 | #N/A | - S | #N/A | #N/A | #N/A | #N/A | 0 | #VALUE! | 0 | 0 | #VALUE! | #VALUE! | #VALUE! | #VALUE! | #VALUE! | 0 | #VALUE! | 1
[65 empty] | #VALUE! | #N/A | #N/A | #N/A | #N/A | #N/A | #N/A | #N/A | #N/A | #N/A | #N/A | 0 | #N/A | #N/A | #N/A | #N/A | #N/A | #N/A | #N/A | #N/A | #N/A | #N/A | 0 | #N/A | #VALUE! | #VALUE! |  | #VALUE! | 0 | #VALUE! | #VALUE! |  | #VALUE! | #N/A | #N/A | #N/A | #N/A | 0 | #VALUE! | 0 | 100 | 0 | #N/A | #N/A | #N/A | #N/A | #N/A | #N/A | #N/A | #N/A | 1 slot, 1 way | #N/A | 0 | #DIV/0! | #VALUE! | 0 | 0 | 0 | 2 | #N/A | #VALUE! | #VALUE! | #VALUE! | #VALUE! | #VALUE! | #VALUE! | #VALUE! | #N/A | #N/A | M13 | M17 | M23 | M31 |  |  | TRUE | #DIV/0! | #DIV/0! | 0 | TRUE | TRUE | TRUE | FALSE | TRUE | TRUE | 0 | #VALUE! | #VALUE! |  | #N/A | #N/A |  | 0 | 0 | 0 | 0 | 0 | 0 | 0 | 0 | 0 | 0 | 0 | 0 | 0 | 0 | 0 | 0 | 0 | 0 | 0 | #N/A | - S | #N/A | #N/A | #N/A | #N/A | 0 | #VALUE! | 0 | 0 | #VALUE! | #VALUE! | #VALUE! | #VALUE! | #VALUE! | 0 | #VALUE! | 1
[65 empty] | #VALUE! | #N/A | #N/A | #N/A | #N/A | #N/A | #N/A | #N/A | #N/A | #N/A | #N/A | 0 | #N/A | #N/A | #N/A | #N/A | #N/A | #N/A | #N/A | #N/A | #N/A | #N/A | 0 | #N/A | #VALUE! | #VALUE! |  | #VALUE! | 0 | #VALUE! | #VALUE! |  | #VALUE! | #N/A | #N/A | #N/A | #N/A | 0 | #VALUE! | 0 | 100 | 0 | #N/A | #N/A | #N/A | #N/A | #N/A | #N/A | #N/A | #N/A | 1 slot, 1 way | #N/A | 0 | #DIV/0! | #VALUE! | 0 | 0 | 0 | 2 | #N/A | #VALUE! | #VALUE! | #VALUE! | #VALUE! | #VALUE! | #VALUE! | #VALUE! | #N/A | #N/A | M13 | M17 | M23 | M31 |  |  | TRUE | #DIV/0! | #DIV/0! | 0 | TRUE | TRUE | TRUE | FALSE | TRUE | TRUE | 0 | #VALUE! | #VALUE! |  | #N/A | #N/A |  | 0 | 0 | 0 | 0 | 0 | 0 | 0 | 0 | 0 | 0 | 0 | 0 | 0 | 0 | 0 | 0 | 0 | 0 | 0 | #N/A | - S | #N/A | #N/A | #N/A | #N/A | 0 | #VALUE! | 0 | 0 | #VALUE! | #VALUE! | #VALUE! | #VALUE! | #VALUE! | 0 | #VALUE! | 1
[65 empty] | #VALUE! | #N/A | #N/A | #N/A | #N/A | #N/A | #N/A | #N/A | #N/A | #N/A | #N/A | 0 | #N/A | #N/A | #N/A | #N/A | #N/A | #N/A | #N/A | #N/A | #N/A | #N/A | 0 | #N/A | #VALUE! | #VALUE! |  | #VALUE! | 0 | #VALUE! | #VALUE! |  | #VALUE! | #N/A | #N/A | #N/A | #N/A | 0 | #VALUE! | 0 | 100 | 0 | #N/A | #N/A | #N/A | #N/A | #N/A | #N/A | #N/A | #N/A | 1 slot, 1 way | #N/A | 0 | #DIV/0! | #VALUE! | 0 | 0 | 0 | 2 | #N/A | #VALUE! | #VALUE! | #VALUE! | #VALUE! | #VALUE! | #VALUE! | #VALUE! | #N/A | #N/A | M13 | M17 | M23 | M31 |  |  | TRUE | #DIV/0! | #DIV/0! | 0 | TRUE | TRUE | TRUE | FALSE | TRUE | TRUE | 0 | #VALUE! | #VALUE! |  | #N/A | #N/A |  | 0 | 0 | 0 | 0 | 0 | 0 | 0 | 0 | 0 | 0 | 0 | 0 | 0 | 0 | 0 | 0 | 0 | 0 | 0 | #N/A | - S | #N/A | #N/A | #N/A | #N/A | 0 | #VALUE! | 0 | 0 | #VALUE! | #VALUE! | #VALUE! | #VALUE! | #VALUE! | 0 | #VALUE! | 1
[65 empty] | #VALUE! | #N/A | #N/A | #N/A | #N/A | #N/A | #N/A | #N/A | #N/A | #N/A | #N/A | 0 | #N/A | #N/A | #N/A | #N/A | #N/A | #N/A | #N/A | #N/A | #N/A | #N/A | 0 | #N/A | #VALUE! | #VALUE! |  | #VALUE! | 0 | #VALUE! | #VALUE! |  | #VALUE! | #N/A | #N/A | #N/A | #N/A | 0 | #VALUE! | 0 | 100 | 0 | #N/A | #N/A | #N/A | #N/A | #N/A | #N/A | #N/A | #N/A | 1 slot, 1 way | #N/A | 0 | #DIV/0! | #VALUE! | 0 | 0 | 0 | 2 | #N/A | #VALUE! | #VALUE! | #VALUE! | #VALUE! | #VALUE! | #VALUE! | #VALUE! | #N/A | #N/A | M13 | M17 | M23 | M31 |  |  | TRUE | #DIV/0! | #DIV/0! | 0 | TRUE | TRUE | TRUE | FALSE | TRUE | TRUE | 0 | #VALUE! | #VALUE! |  | #N/A | #N/A |  | 0 | 0 | 0 | 0 | 0 | 0 | 0 | 0 | 0 | 0 | 0 | 0 | 0 | 0 | 0 | 0 | 0 | 0 | 0 | #N/A | - S | #N/A | #N/A | #N/A | #N/A | 0 | #VALUE! | 0 | 0 | #VALUE! | #VALUE! | #VALUE! | #VALUE! | #VALUE! | 0 | #VALUE! | 1
[65 empty] | #VALUE! | #N/A | #N/A | #N/A | #N/A | #N/A | #N/A | #N/A | #N/A | #N/A | #N/A | 0 | #N/A | #N/A | #N/A | #N/A | #N/A | #N/A | #N/A | #N/A | #N/A | #N/A | 0 | #N/A | #VALUE! | #VALUE! |  | #VALUE! | 0 | #VALUE! | #VALUE! |  | #VALUE! | #N/A | #N/A | #N/A | #N/A | 0 | #VALUE! | 0 | 100 | 0 | #N/A | #N/A | #N/A | #N/A | #N/A | #N/A | #N/A | #N/A | 1 slot, 1 way | #N/A | 0 | #DIV/0! | #VALUE! | 0 | 0 | 0 | 2 | #N/A | #VALUE! | #VALUE! | #VALUE! | #VALUE! | #VALUE! | #VALUE! | #VALUE! | #N/A | #N/A | M13 | M17 | M23 | M31 |  |  | TRUE | #DIV/0! | #DIV/0! | 0 | TRUE | TRUE | TRUE | FALSE | TRUE | TRUE | 0 | #VALUE! | #VALUE! |  | #N/A | #N/A |  | 0 | 0 | 0 | 0 | 0 | 0 | 0 | 0 | 0 | 0 | 0 | 0 | 0 | 0 | 0 | 0 | 0 | 0 | 0 | #N/A | - S | #N/A | #N/A | #N/A | #N/A | 0 | #VALUE! | 0 | 0 | #VALUE! | #VALUE! | #VALUE! | #VALUE! | #VALUE! | 0 | #VALUE! | 1
[65 empty] | #VALUE! | #N/A | #N/A | #N/A | #N/A | #N/A | #N/A | #N/A | #N/A | #N/A | #N/A | 0 | #N/A | #N/A | #N/A | #N/A | #N/A | #N/A | #N/A | #N/A | #N/A | #N/A | 0 | #N/A | #VALUE! | #VALUE! |  | #VALUE! | 0 | #VALUE! | #VALUE! |  | #VALUE! | #N/A | #N/A | #N/A | #N/A | 0 | #VALUE! | 0 | 100 | 0 | #N/A | #N/A | #N/A | #N/A | #N/A | #N/A | #N/A | #N/A | 1 slot, 1 way | #N/A | 0 | #DIV/0! | #VALUE! | 0 | 0 | 0 | 2 | #N/A | #VALUE! | #VALUE! | #VALUE! | #VALUE! | #VALUE! | #VALUE! | #VALUE! | #N/A | #N/A | M13 | M17 | M23 | M31 |  |  | TRUE | #DIV/0! | #DIV/0! | 0 | TRUE | TRUE | TRUE | FALSE | TRUE | TRUE | 0 | #VALUE! | #VALUE! |  | #N/A | #N/A |  | 0 | 0 | 0 | 0 | 0 | 0 | 0 | 0 | 0 | 0 | 0 | 0 | 0 | 0 | 0 | 0 | 0 | 0 | 0 | #N/A | - S | #N/A | #N/A | #N/A | #N/A | 0 | #VALUE! | 0 | 0 | #VALUE! | #VALUE! | #VALUE! | #VALUE! | #VALUE! | 0 | #VALUE! | 1
[65 empty] | #VALUE! | #N/A | #N/A | #N/A | #N/A | #N/A | #N/A | #N/A | #N/A | #N/A | #N/A | 0 | #N/A | #N/A | #N/A | #N/A | #N/A | #N/A | #N/A | #N/A | #N/A | #N/A | 0 | #N/A | #VALUE! | #VALUE! |  | #VALUE! | 0 | #VALUE! | #VALUE! |  | #VALUE! | #N/A | #N/A | #N/A | #N/A | 0 | #VALUE! | 0 | 100 | 0 | #N/A | #N/A | #N/A | #N/A | #N/A | #N/A | #N/A | #N/A | 1 slot, 1 way | #N/A | 0 | #DIV/0! | #VALUE! | 0 | 0 | 0 | 2 | #N/A | #VALUE! | #VALUE! | #VALUE! | #VALUE! | #VALUE! | #VALUE! | #VALUE! | #N/A | #N/A | M13 | M17 | M23 | M31 |  |  | TRUE | #DIV/0! | #DIV/0! | 0 | TRUE | TRUE | TRUE | FALSE | TRUE | TRUE | 0 | #VALUE! | #VALUE! |  | #N/A | #N/A |  | 0 | 0 | 0 | 0 | 0 | 0 | 0 | 0 | 0 | 0 | 0 | 0 | 0 | 0 | 0 | 0 | 0 | 0 | 0 | #N/A | - S | #N/A | #N/A | #N/A | #N/A | 0 | #VALUE! | 0 | 0 | #VALUE! | #VALUE! | #VALUE! | #VALUE! | #VALUE! | 0 | #VALUE! | 1
[65 empty] | #VALUE! | #N/A | #N/A | #N/A | #N/A | #N/A | #N/A | #N/A | #N/A | #N/A | #N/A | 0 | #N/A | #N/A | #N/A | #N/A | #N/A | #N/A | #N/A | #N/A | #N/A | #N/A | 0 | #N/A | #VALUE! | #VALUE! |  | #VALUE! | 0 | #VALUE! | #VALUE! |  | #VALUE! | #N/A | #N/A | #N/A | #N/A | 0 | #VALUE! | 0 | 100 | 0 | #N/A | #N/A | #N/A | #N/A | #N/A | #N/A | #N/A | #N/A | 1 slot, 1 way | #N/A | 0 | #DIV/0! | #VALUE! | 0 | 0 | 0 | 2 | #N/A | #VALUE! | #VALUE! | #VALUE! | #VALUE! | #VALUE! | #VALUE! | #VALUE! | #N/A | #N/A | M13 | M17 | M23 | M31 |  |  | TRUE | #DIV/0! | #DIV/0! | 0 | TRUE | TRUE | TRUE | FALSE | TRUE | TRUE | 0 | #VALUE! | #VALUE! |  | #N/A | #N/A |  | 0 | 0 | 0 | 0 | 0 | 0 | 0 | 0 | 0 | 0 | 0 | 0 | 0 | 0 | 0 | 0 | 0 | 0 | 0 | #N/A | - S | #N/A | #N/A | #N/A | #N/A | 0 | #VALUE! | 0 | 0 | #VALUE! | #VALUE! | #VALUE! | #VALUE! | #VALUE! | 0 | #VALUE! | 1
[65 empty] | #VALUE! | #N/A | #N/A | #N/A | #N/A | #N/A | #N/A | #N/A | #N/A | #N/A | #N/A | 0 | #N/A | #N/A | #N/A | #N/A | #N/A | #N/A | #N/A | #N/A | #N/A | #N/A | 0 | #N/A | #VALUE! | #VALUE! |  | #VALUE! | 0 | #VALUE! | #VALUE! |  | #VALUE! | #N/A | #N/A | #N/A | #N/A | 0 | #VALUE! | 0 | 100 | 0 | #N/A | #N/A | #N/A | #N/A | #N/A | #N/A | #N/A | #N/A | 1 slot, 1 way | #N/A | 0 | #DIV/0! | #VALUE! | 0 | 0 | 0 | 2 | #N/A | #VALUE! | #VALUE! | #VALUE! | #VALUE! | #VALUE! | #VALUE! | #VALUE! | #N/A | #N/A | M13 | M17 | M23 | M31 |  |  | TRUE | #DIV/0! | #DIV/0! | 0 | TRUE | TRUE | TRUE | FALSE | TRUE | TRUE | 0 | #VALUE! | #VALUE! |  | #N/A | #N/A |  | 0 | 0 | 0 | 0 | 0 | 0 | 0 | 0 | 0 | 0 | 0 | 0 | 0 | 0 | 0 | 0 | 0 | 0 | 0 | #N/A | - S | #N/A | #N/A | #N/A | #N/A | 0 | #VALUE! | 0 | 0 | #VALUE! | #VALUE! | #VALUE! | #VALUE! | #VALUE! | 0 | #VALUE! | 1
[65 empty] | #VALUE! | #N/A | #N/A | #N/A | #N/A | #N/A | #N/A | #N/A | #N/A | #N/A | #N/A | 0 | #N/A | #N/A | #N/A | #N/A | #N/A | #N/A | #N/A | #N/A | #N/A | #N/A | 0 | #N/A | #VALUE! | #VALUE! |  | #VALUE! | 0 | #VALUE! | #VALUE! |  | #VALUE! | #N/A | #N/A | #N/A | #N/A | 0 | #VALUE! | 0 | 100 | 0 | #N/A | #N/A | #N/A | #N/A | #N/A | #N/A | #N/A | #N/A | 1 slot, 1 way | #N/A | 0 | #DIV/0! | #VALUE! | 0 | 0 | 0 | 2 | #N/A | #VALUE! | #VALUE! | #VALUE! | #VALUE! | #VALUE! | #VALUE! | #VALUE! | #N/A | #N/A | M13 | M17 | M23 | M31 |  |  | TRUE | #DIV/0! | #DIV/0! | 0 | TRUE | TRUE | TRUE | FALSE | TRUE | TRUE | 0 | #VALUE! | #VALUE! |  | #N/A | #N/A |  | 0 | 0 | 0 | 0 | 0 | 0 | 0 | 0 | 0 | 0 | 0 | 0 | 0 | 0 | 0 | 0 | 0 | 0 | 0 | #N/A | - S | #N/A | #N/A | #N/A | #N/A | 0 | #VALUE! | 0 | 0 | #VALUE! | #VALUE! | #VALUE! | #VALUE! | #VALUE! | 0 | #VALUE! | 1
[65 empty] | #VALUE! | #N/A | #N/A | #N/A | #N/A | #N/A | #N/A | #N/A | #N/A | #N/A | #N/A | 0 | #N/A | #N/A | #N/A | #N/A | #N/A | #N/A | #N/A | #N/A | #N/A | #N/A | 0 | #N/A | #VALUE! | #VALUE! |  | #VALUE! | 0 | #VALUE! | #VALUE! |  | #VALUE! | #N/A | #N/A | #N/A | #N/A | 0 | #VALUE! | 0 | 100 | 0 | #N/A | #N/A | #N/A | #N/A | #N/A | #N/A | #N/A | #N/A | 1 slot, 1 way | #N/A | 0 | #DIV/0! | #VALUE! | 0 | 0 | 0 | 2 | #N/A | #VALUE! | #VALUE! | #VALUE! | #VALUE! | #VALUE! | #VALUE! | #VALUE! | #N/A | #N/A | M13 | M17 | M23 | M31 |  |  | TRUE | #DIV/0! | #DIV/0! | 0 | TRUE | TRUE | TRUE | FALSE | TRUE | TRUE | 0 | #VALUE! | #VALUE! |  | #N/A | #N/A |  | 0 | 0 | 0 | 0 | 0 | 0 | 0 | 0 | 0 | 0 | 0 | 0 | 0 | 0 | 0 | 0 | 0 | 0 | 0 | #N/A | - S | #N/A | #N/A | #N/A | #N/A | 0 | #VALUE! | 0 | 0 | #VALUE! | #VALUE! | #VALUE! | #VALUE! | #VALUE! | 0 | #VALUE! | 1
[65 empty] | #VALUE! | #N/A | #N/A | #N/A | #N/A | #N/A | #N/A | #N/A | #N/A | #N/A | #N/A | 0 | #N/A | #N/A | #N/A | #N/A | #N/A | #N/A | #N/A | #N/A | #N/A | #N/A | 0 | #N/A | #VALUE! | #VALUE! |  | #VALUE! | 0 | #VALUE! | #VALUE! |  | #VALUE! | #N/A | #N/A | #N/A | #N/A | 0 | #VALUE! | 0 | 100 | 0 | #N/A | #N/A | #N/A | #N/A | #N/A | #N/A | #N/A | #N/A | 1 slot, 1 way | #N/A | 0 | #DIV/0! | #VALUE! | 0 | 0 | 0 | 2 | #N/A | #VALUE! | #VALUE! | #VALUE! | #VALUE! | #VALUE! | #VALUE! | #VALUE! | #N/A | #N/A | M13 | M17 | M23 | M31 |  |  | TRUE | #DIV/0! | #DIV/0! | 0 | TRUE | TRUE | TRUE | FALSE | TRUE | TRUE | 0 | #VALUE! | #VALUE! |  | #N/A | #N/A |  | 0 | 0 | 0 | 0 | 0 | 0 | 0 | 0 | 0 | 0 | 0 | 0 | 0 | 0 | 0 | 0 | 0 | 0 | 0 | #N/A | - S | #N/A | #N/A | #N/A | #N/A | 0 | #VALUE! | 0 | 0 | #VALUE! | #VALUE! | #VALUE! | #VALUE! | #VALUE! | 0 | #VALUE! | 1
[65 empty] | #VALUE! | #N/A | #N/A | #N/A | #N/A | #N/A | #N/A | #N/A | #N/A | #N/A | #N/A | 0 | #N/A | #N/A | #N/A | #N/A | #N/A | #N/A | #N/A | #N/A | #N/A | #N/A | 0 | #N/A | #VALUE! | #VALUE! |  | #VALUE! | 0 | #VALUE! | #VALUE! |  | #VALUE! | #N/A | #N/A | #N/A | #N/A | 0 | #VALUE! | 0 | 100 | 0 | #N/A | #N/A | #N/A | #N/A | #N/A | #N/A | #N/A | #N/A | 1 slot, 1 way | #N/A | 0 | #DIV/0! | #VALUE! | 0 | 0 | 0 | 2 | #N/A | #VALUE! | #VALUE! | #VALUE! | #VALUE! | #VALUE! | #VALUE! | #VALUE! | #N/A | #N/A | M13 | M17 | M23 | M31 |  |  | TRUE | #DIV/0! | #DIV/0! | 0 | TRUE | TRUE | TRUE | FALSE | TRUE | TRUE | 0 | #VALUE! | #VALUE! |  | #N/A | #N/A |  | 0 | 0 | 0 | 0 | 0 | 0 | 0 | 0 | 0 | 0 | 0 | 0 | 0 | 0 | 0 | 0 | 0 | 0 | 0 | #N/A | - S | #N/A | #N/A | #N/A | #N/A | 0 | #VALUE! | 0 | 0 | #VALUE! | #VALUE! | #VALUE! | #VALUE! | #VALUE! | 0 | #VALUE! | 1
[65 empty] | #VALUE! | #N/A | #N/A | #N/A | #N/A | #N/A | #N/A | #N/A | #N/A | #N/A | #N/A | 0 | #N/A | #N/A | #N/A | #N/A | #N/A | #N/A | #N/A | #N/A | #N/A | #N/A | 0 | #N/A | #VALUE! | #VALUE! |  | #VALUE! | 0 | #VALUE! | #VALUE! |  | #VALUE! | #N/A | #N/A | #N/A | #N/A | 0 | #VALUE! | 0 | 100 | 0 | #N/A | #N/A | #N/A | #N/A | #N/A | #N/A | #N/A | #N/A | 1 slot, 1 way | #N/A | 0 | #DIV/0! | #VALUE! | 0 | 0 | 0 | 2 | #N/A | #VALUE! | #VALUE! | #VALUE! | #VALUE! | #VALUE! | #VALUE! | #VALUE! | #N/A | #N/A | M13 | M17 | M23 | M31 |  |  | TRUE | #DIV/0! | #DIV/0! | 0 | TRUE | TRUE | TRUE | FALSE | TRUE | TRUE | 0 | #VALUE! | #VALUE! |  | #N/A | #N/A |  | 0 | 0 | 0 | 0 | 0 | 0 | 0 | 0 | 0 | 0 | 0 | 0 | 0 | 0 | 0 | 0 | 0 | 0 | 0 | #N/A | - S | #N/A | #N/A | #N/A | #N/A | 0 | #VALUE! | 0 | 0 | #VALUE! | #VALUE! | #VALUE! | #VALUE! | #VALUE! | 0 | #VALUE! | 1
[65 empty] | #VALUE! | #N/A | #N/A | #N/A | #N/A | #N/A | #N/A | #N/A | #N/A | #N/A | #N/A | 0 | #N/A | #N/A | #N/A | #N/A | #N/A | #N/A | #N/A | #N/A | #N/A | #N/A | 0 | #N/A | #VALUE! | #VALUE! |  | #VALUE! | 0 | #VALUE! | #VALUE! |  | #VALUE! | #N/A | #N/A | #N/A | #N/A | 0 | #VALUE! | 0 | 100 | 0 | #N/A | #N/A | #N/A | #N/A | #N/A | #N/A | #N/A | #N/A | 1 slot, 1 way | #N/A | 0 | #DIV/0! | #VALUE! | 0 | 0 | 0 | 2 | #N/A | #VALUE! | #VALUE! | #VALUE! | #VALUE! | #VALUE! | #VALUE! | #VALUE! | #N/A | #N/A | M13 | M17 | M23 | M31 |  |  | TRUE | #DIV/0! | #DIV/0! | 0 | TRUE | TRUE | TRUE | FALSE | TRUE | TRUE | 0 | #VALUE! | #VALUE! |  | #N/A | #N/A |  | 0 | 0 | 0 | 0 | 0 | 0 | 0 | 0 | 0 | 0 | 0 | 0 | 0 | 0 | 0 | 0 | 0 | 0 | 0 | #N/A | - S | #N/A | #N/A | #N/A | #N/A | 0 | #VALUE! | 0 | 0 | #VALUE! | #VALUE! | #VALUE! | #VALUE! | #VALUE! | 0 | #VALUE! | 1
[65 empty] | #VALUE! | #N/A | #N/A | #N/A | #N/A | #N/A | #N/A | #N/A | #N/A | #N/A | #N/A | 0 | #N/A | #N/A | #N/A | #N/A | #N/A | #N/A | #N/A | #N/A | #N/A | #N/A | 0 | #N/A | #VALUE! | #VALUE! |  | #VALUE! | 0 | #VALUE! | #VALUE! |  | #VALUE! | #N/A | #N/A | #N/A | #N/A | 0 | #VALUE! | 0 | 100 | 0 | #N/A | #N/A | #N/A | #N/A | #N/A | #N/A | #N/A | #N/A | 1 slot, 1 way | #N/A | 0 | #DIV/0! | #VALUE! | 0 | 0 | 0 | 2 | #N/A | #VALUE! | #VALUE! | #VALUE! | #VALUE! | #VALUE! | #VALUE! | #VALUE! | #N/A | #N/A | M13 | M17 | M23 | M31 |  |  | TRUE | #DIV/0! | #DIV/0! | 0 | TRUE | TRUE | TRUE | FALSE | TRUE | TRUE | 0 | #VALUE! | #VALUE! |  | #N/A | #N/A |  | 0 | 0 | 0 | 0 | 0 | 0 | 0 | 0 | 0 | 0 | 0 | 0 | 0 | 0 | 0 | 0 | 0 | 0 | 0 | #N/A | - S | #N/A | #N/A | #N/A | #N/A | 0 | #VALUE! | 0 | 0 | #VALUE! | #VALUE! | #VALUE! | #VALUE! | #VALUE! | 0 | #VALUE! | 1
[65 empty] | #VALUE! | #N/A | #N/A | #N/A | #N/A | #N/A | #N/A | #N/A | #N/A | #N/A | #N/A | 0 | #N/A | #N/A | #N/A | #N/A | #N/A | #N/A | #N/A | #N/A | #N/A | #N/A | 0 | #N/A | #VALUE! | #VALUE! |  | #VALUE! | 0 | #VALUE! | #VALUE! |  | #VALUE! | #N/A | #N/A | #N/A | #N/A | 0 | #VALUE! | 0 | 100 | 0 | #N/A | #N/A | #N/A | #N/A | #N/A | #N/A | #N/A | #N/A | 1 slot, 1 way | #N/A | 0 | #DIV/0! | #VALUE! | 0 | 0 | 0 | 2 | #N/A | #VALUE! | #VALUE! | #VALUE! | #VALUE! | #VALUE! | #VALUE! | #VALUE! | #N/A | #N/A | M13 | M17 | M23 | M31 |  |  | TRUE | #DIV/0! | #DIV/0! | 0 | TRUE | TRUE | TRUE | FALSE | TRUE | TRUE | 0 | #VALUE! | #VALUE! |  | #N/A | #N/A |  | 0 | 0 | 0 | 0 | 0 | 0 | 0 | 0 | 0 | 0 | 0 | 0 | 0 | 0 | 0 | 0 | 0 | 0 | 0 | #N/A | - S | #N/A | #N/A | #N/A | #N/A | 0 | #VALUE! | 0 | 0 | #VALUE! | #VALUE! | #VALUE! | #VALUE! | #VALUE! | 0 | #VALUE! | 1
[65 empty] | #VALUE! | #N/A | #N/A | #N/A | #N/A | #N/A | #N/A | #N/A | #N/A | #N/A | #N/A | 0 | #N/A | #N/A | #N/A | #N/A | #N/A | #N/A | #N/A | #N/A | #N/A | #N/A | 0 | #N/A | #VALUE! | #VALUE! |  | #VALUE! | 0 | #VALUE! | #VALUE! |  | #VALUE! | #N/A | #N/A | #N/A | #N/A | 0 | #VALUE! | 0 | 100 | 0 | #N/A | #N/A | #N/A | #N/A | #N/A | #N/A | #N/A | #N/A | 1 slot, 1 way | #N/A | 0 | #DIV/0! | #VALUE! | 0 | 0 | 0 | 2 | #N/A | #VALUE! | #VALUE! | #VALUE! | #VALUE! | #VALUE! | #VALUE! | #VALUE! | #N/A | #N/A | M13 | M17 | M23 | M31 |  |  | TRUE | #DIV/0! | #DIV/0! | 0 | TRUE | TRUE | TRUE | FALSE | TRUE | TRUE | 0 | #VALUE! | #VALUE! |  | #N/A | #N/A |  | 0 | 0 | 0 | 0 | 0 | 0 | 0 | 0 | 0 | 0 | 0 | 0 | 0 | 0 | 0 | 0 | 0 | 0 | 0 | #N/A | - S | #N/A | #N/A | #N/A | #N/A | 0 | #VALUE! | 0 | 0 | #VALUE! | #VALUE! | #VALUE! | #VALUE! | #VALUE! | 0 | #VALUE! | 1
[65 empty] | #VALUE! | #N/A | #N/A | #N/A | #N/A | #N/A | #N/A | #N/A | #N/A | #N/A | #N/A | 0 | #N/A | #N/A | #N/A | #N/A | #N/A | #N/A | #N/A | #N/A | #N/A | #N/A | 0 | #N/A | #VALUE! | #VALUE! |  | #VALUE! | 0 | #VALUE! | #VALUE! |  | #VALUE! | #N/A | #N/A | #N/A | #N/A | 0 | #VALUE! | 0 | 100 | 0 | #N/A | #N/A | #N/A | #N/A | #N/A | #N/A | #N/A | #N/A | 1 slot, 1 way | #N/A | 0 | #DIV/0! | #VALUE! | 0 | 0 | 0 | 2 | #N/A | #VALUE! | #VALUE! | #VALUE! | #VALUE! | #VALUE! | #VALUE! | #VALUE! | #N/A | #N/A | M13 | M17 | M23 | M31 |  |  | TRUE | #DIV/0! | #DIV/0! | 0 | TRUE | TRUE | TRUE | FALSE | TRUE | TRUE | 0 | #VALUE! | #VALUE! |  | #N/A | #N/A |  | 0 | 0 | 0 | 0 | 0 | 0 | 0 | 0 | 0 | 0 | 0 | 0 | 0 | 0 | 0 | 0 | 0 | 0 | 0 | #N/A | - S | #N/A | #N/A | #N/A | #N/A | 0 | #VALUE! | 0 | 0 | #VALUE! | #VALUE! | #VALUE! | #VALUE! | #VALUE! | 0 | #VALUE! | 1
[65 empty] | #VALUE! | #N/A | #N/A | #N/A | #N/A | #N/A | #N/A | #N/A | #N/A | #N/A | #N/A | 0 | #N/A | #N/A | #N/A | #N/A | #N/A | #N/A | #N/A | #N/A | #N/A | #N/A | 0 | #N/A | #VALUE! | #VALUE! |  | #VALUE! | 0 | #VALUE! | #VALUE! |  | #VALUE! | #N/A | #N/A | #N/A | #N/A | 0 | #VALUE! | 0 | 100 | 0 | #N/A | #N/A | #N/A | #N/A | #N/A | #N/A | #N/A | #N/A | 1 slot, 1 way | #N/A | 0 | #DIV/0! | #VALUE! | 0 | 0 | 0 | 2 | #N/A | #VALUE! | #VALUE! | #VALUE! | #VALUE! | #VALUE! | #VALUE! | #VALUE! | #N/A | #N/A | M13 | M17 | M23 | M31 |  |  | TRUE | #DIV/0! | #DIV/0! | 0 | TRUE | TRUE | TRUE | FALSE | TRUE | TRUE | 0 | #VALUE! | #VALUE! |  | #N/A | #N/A |  | 0 | 0 | 0 | 0 | 0 | 0 | 0 | 0 | 0 | 0 | 0 | 0 | 0 | 0 | 0 | 0 | 0 | 0 | 0 | #N/A | - S | #N/A | #N/A | #N/A | #N/A | 0 | #VALUE! | 0 | 0 | #VALUE! | #VALUE! | #VALUE! | #VALUE! | #VALUE! | 0 | #VALUE! | 1
[65 empty] | #VALUE! | #N/A | #N/A | #N/A | #N/A | #N/A | #N/A | #N/A | #N/A | #N/A | #N/A | 0 | #N/A | #N/A | #N/A | #N/A | #N/A | #N/A | #N/A | #N/A | #N/A | #N/A | 0 | #N/A | #VALUE! | #VALUE! |  | #VALUE! | 0 | #VALUE! | #VALUE! |  | #VALUE! | #N/A | #N/A | #N/A | #N/A | 0 | #VALUE! | 0 | 100 | 0 | #N/A | #N/A | #N/A | #N/A | #N/A | #N/A | #N/A | #N/A | 1 slot, 1 way | #N/A | 0 | #DIV/0! | #VALUE! | 0 | 0 | 0 | 2 | #N/A | #VALUE! | #VALUE! | #VALUE! | #VALUE! | #VALUE! | #VALUE! | #VALUE! | #N/A | #N/A | M13 | M17 | M23 | M31 |  |  | TRUE | #DIV/0! | #DIV/0! | 0 | TRUE | TRUE | TRUE | FALSE | TRUE | TRUE | 0 | #VALUE! | #VALUE! |  | #N/A | #N/A |  | 0 | 0 | 0 | 0 | 0 | 0 | 0 | 0 | 0 | 0 | 0 | 0 | 0 | 0 | 0 | 0 | 0 | 0 | 0 | #N/A | - S | #N/A | #N/A | #N/A | #N/A | 0 | #VALUE! | 0 | 0 | #VALUE! | #VALUE! | #VALUE! | #VALUE! | #VALUE! | 0 | #VALUE! | 1
[65 empty] | #VALUE! | #N/A | #N/A | #N/A | #N/A | #N/A | #N/A | #N/A | #N/A | #N/A | #N/A | 0 | #N/A | #N/A | #N/A | #N/A | #N/A | #N/A | #N/A | #N/A | #N/A | #N/A | 0 | #N/A | #VALUE! | #VALUE! |  | #VALUE! | 0 | #VALUE! | #VALUE! |  | #VALUE! | #N/A | #N/A | #N/A | #N/A | 0 | #VALUE! | 0 | 100 | 0 | #N/A | #N/A | #N/A | #N/A | #N/A | #N/A | #N/A | #N/A | 1 slot, 1 way | #N/A | 0 | #DIV/0! | #VALUE! | 0 | 0 | 0 | 2 | #N/A | #VALUE! | #VALUE! | #VALUE! | #VALUE! | #VALUE! | #VALUE! | #VALUE! | #N/A | #N/A | M13 | M17 | M23 | M31 |  |  | TRUE | #DIV/0! | #DIV/0! | 0 | TRUE | TRUE | TRUE | FALSE | TRUE | TRUE | 0 | #VALUE! | #VALUE! |  | #N/A | #N/A |  | 0 | 0 | 0 | 0 | 0 | 0 | 0 | 0 | 0 | 0 | 0 | 0 | 0 | 0 | 0 | 0 | 0 | 0 | 0 | #N/A | - S | #N/A | #N/A | #N/A | #N/A | 0 | #VALUE! | 0 | 0 | #VALUE! | #VALUE! | #VALUE! | #VALUE! | #VALUE! | 0 | #VALUE! | 1
[65 empty] | #VALUE! | #N/A | #N/A | #N/A | #N/A | #N/A | #N/A | #N/A | #N/A | #N/A | #N/A | 0 | #N/A | #N/A | #N/A | #N/A | #N/A | #N/A | #N/A | #N/A | #N/A | #N/A | 0 | #N/A | #VALUE! | #VALUE! |  | #VALUE! | 0 | #VALUE! | #VALUE! |  | #VALUE! | #N/A | #N/A | #N/A | #N/A | 0 | #VALUE! | 0 | 100 | 0 | #N/A | #N/A | #N/A | #N/A | #N/A | #N/A | #N/A | #N/A | 1 slot, 1 way | #N/A | 0 | #DIV/0! | #VALUE! | 0 | 0 | 0 | 2 | #N/A | #VALUE! | #VALUE! | #VALUE! | #VALUE! | #VALUE! | #VALUE! | #VALUE! | #N/A | #N/A | M13 | M17 | M23 | M31 |  |  | TRUE | #DIV/0! | #DIV/0! | 0 | TRUE | TRUE | TRUE | FALSE | TRUE | TRUE | 0 | #VALUE! | #VALUE! |  | #N/A | #N/A |  | 0 | 0 | 0 | 0 | 0 | 0 | 0 | 0 | 0 | 0 | 0 | 0 | 0 | 0 | 0 | 0 | 0 | 0 | 0 | #N/A | - S | #N/A | #N/A | #N/A | #N/A | 0 | #VALUE! | 0 | 0 | #VALUE! | #VALUE! | #VALUE! | #VALUE! | #VALUE! | 0 | #VALUE! | 1
[65 empty] | #VALUE! | #N/A | #N/A | #N/A | #N/A | #N/A | #N/A | #N/A | #N/A | #N/A | #N/A | 0 | #N/A | #N/A | #N/A | #N/A | #N/A | #N/A | #N/A | #N/A | #N/A | #N/A | 0 | #N/A | #VALUE! | #VALUE! |  | #VALUE! | 0 | #VALUE! | #VALUE! |  | #VALUE! | #N/A | #N/A | #N/A | #N/A | 0 | #VALUE! | 0 | 100 | 0 | #N/A | #N/A | #N/A | #N/A | #N/A | #N/A | #N/A | #N/A | 1 slot, 1 way | #N/A | 0 | #DIV/0! | #VALUE! | 0 | 0 | 0 | 2 | #N/A | #VALUE! | #VALUE! | #VALUE! | #VALUE! | #VALUE! | #VALUE! | #VALUE! | #N/A | #N/A | M13 | M17 | M23 | M31 |  |  | TRUE | #DIV/0! | #DIV/0! | 0 | TRUE | TRUE | TRUE | FALSE | TRUE | TRUE | 0 | #VALUE! | #VALUE! |  | #N/A | #N/A |  | 0 | 0 | 0 | 0 | 0 | 0 | 0 | 0 | 0 | 0 | 0 | 0 | 0 | 0 | 0 | 0 | 0 | 0 | 0 | #N/A | - S | #N/A | #N/A | #N/A | #N/A | 0 | #VALUE! | 0 | 0 | #VALUE! | #VALUE! | #VALUE! | #VALUE! | #VALUE! | 0 | #VALUE! | 1
[65 empty] | #VALUE! | #N/A | #N/A | #N/A | #N/A | #N/A | #N/A | #N/A | #N/A | #N/A | #N/A | 0 | #N/A | #N/A | #N/A | #N/A | #N/A | #N/A | #N/A | #N/A | #N/A | #N/A | 0 | #N/A | #VALUE! | #VALUE! |  | #VALUE! | 0 | #VALUE! | #VALUE! |  | #VALUE! | #N/A | #N/A | #N/A | #N/A | 0 | #VALUE! | 0 | 100 | 0 | #N/A | #N/A | #N/A | #N/A | #N/A | #N/A | #N/A | #N/A | 1 slot, 1 way | #N/A | 0 | #DIV/0! | #VALUE! | 0 | 0 | 0 | 2 | #N/A | #VALUE! | #VALUE! | #VALUE! | #VALUE! | #VALUE! | #VALUE! | #VALUE! | #N/A | #N/A | M13 | M17 | M23 | M31 |  |  | TRUE | #DIV/0! | #DIV/0! | 0 | TRUE | TRUE | TRUE | FALSE | TRUE | TRUE | 0 | #VALUE! | #VALUE! |  | #N/A | #N/A |  | 0 | 0 | 0 | 0 | 0 | 0 | 0 | 0 | 0 | 0 | 0 | 0 | 0 | 0 | 0 | 0 | 0 | 0 | 0 | #N/A | - S | #N/A | #N/A | #N/A | #N/A | 0 | #VALUE! | 0 | 0 | #VALUE! | #VALUE! | #VALUE! | #VALUE! | #VALUE! | 0 | #VALUE! | 1
[65 empty] | #VALUE! | #N/A | #N/A | #N/A | #N/A | #N/A | #N/A | #N/A | #N/A | #N/A | #N/A | 0 | #N/A | #N/A | #N/A | #N/A | #N/A | #N/A | #N/A | #N/A | #N/A | #N/A | 0 | #N/A | #VALUE! | #VALUE! |  | #VALUE! | 0 | #VALUE! | #VALUE! |  | #VALUE! | #N/A | #N/A | #N/A | #N/A | 0 | #VALUE! | 0 | 100 | 0 | #N/A | #N/A | #N/A | #N/A | #N/A | #N/A | #N/A | #N/A | 1 slot, 1 way | #N/A | 0 | #DIV/0! | #VALUE! | 0 | 0 | 0 | 2 | #N/A | #VALUE! | #VALUE! | #VALUE! | #VALUE! | #VALUE! | #VALUE! | #VALUE! | #N/A | #N/A | M13 | M17 | M23 | M31 |  |  | TRUE | #DIV/0! | #DIV/0! | 0 | TRUE | TRUE | TRUE | FALSE | TRUE | TRUE | 0 | #VALUE! | #VALUE! |  | #N/A | #N/A |  | 0 | 0 | 0 | 0 | 0 | 0 | 0 | 0 | 0 | 0 | 0 | 0 | 0 | 0 | 0 | 0 | 0 | 0 | 0 | #N/A | - S | #N/A | #N/A | #N/A | #N/A | 0 | #VALUE! | 0 | 0 | #VALUE! | #VALUE! | #VALUE! | #VALUE! | #VALUE! | 0 | #VALUE! | 1
[65 empty] | #VALUE! | #N/A | #N/A | #N/A | #N/A | #N/A | #N/A | #N/A | #N/A | #N/A | #N/A | 0 | #N/A | #N/A | #N/A | #N/A | #N/A | #N/A | #N/A | #N/A | #N/A | #N/A | 0 | #N/A | #VALUE! | #VALUE! |  | #VALUE! | 0 | #VALUE! | #VALUE! |  | #VALUE! | #N/A | #N/A | #N/A | #N/A | 0 | #VALUE! | 0 | 100 | 0 | #N/A | #N/A | #N/A | #N/A | #N/A | #N/A | #N/A | #N/A | 1 slot, 1 way | #N/A | 0 | #DIV/0! | #VALUE! | 0 | 0 | 0 | 2 | #N/A | #VALUE! | #VALUE! | #VALUE! | #VALUE! | #VALUE! | #VALUE! | #VALUE! | #N/A | #N/A | M13 | M17 | M23 | M31 |  |  | TRUE | #DIV/0! | #DIV/0! | 0 | TRUE | TRUE | TRUE | FALSE | TRUE | TRUE | 0 | #VALUE! | #VALUE! |  | #N/A | #N/A |  | 0 | 0 | 0 | 0 | 0 | 0 | 0 | 0 | 0 | 0 | 0 | 0 | 0 | 0 | 0 | 0 | 0 | 0 | 0 | #N/A | - S | #N/A | #N/A | #N/A | #N/A | 0 | #VALUE! | 0 | 0 | #VALUE! | #VALUE! | #VALUE! | #VALUE! | #VALUE! | 0 | #VALUE! | 1
[65 empty] | #VALUE! | #N/A | #N/A | #N/A | #N/A | #N/A | #N/A | #N/A | #N/A | #N/A | #N/A | 0 | #N/A | #N/A | #N/A | #N/A | #N/A | #N/A | #N/A | #N/A | #N/A | #N/A | 0 | #N/A | #VALUE! | #VALUE! |  | #VALUE! | 0 | #VALUE! | #VALUE! |  | #VALUE! | #N/A | #N/A | #N/A | #N/A | 0 | #VALUE! | 0 | 100 | 0 | #N/A | #N/A | #N/A | #N/A | #N/A | #N/A | #N/A | #N/A | 1 slot, 1 way | #N/A | 0 | #DIV/0! | #VALUE! | 0 | 0 | 0 | 2 | #N/A | #VALUE! | #VALUE! | #VALUE! | #VALUE! | #VALUE! | #VALUE! | #VALUE! | #N/A | #N/A | M13 | M17 | M23 | M31 |  |  | TRUE | #DIV/0! | #DIV/0! | 0 | TRUE | TRUE | TRUE | FALSE | TRUE | TRUE | 0 | #VALUE! | #VALUE! |  | #N/A | #N/A |  | 0 | 0 | 0 | 0 | 0 | 0 | 0 | 0 | 0 | 0 | 0 | 0 | 0 | 0 | 0 | 0 | 0 | 0 | 0 | #N/A | - S | #N/A | #N/A | #N/A | #N/A | 0 | #VALUE! | 0 | 0 | #VALUE! | #VALUE! | #VALUE! | #VALUE! | #VALUE! | 0 | #VALUE! | 1
[65 empty] | #VALUE! | #N/A | #N/A | #N/A | #N/A | #N/A | #N/A | #N/A | #N/A | #N/A | #N/A | 0 | #N/A | #N/A | #N/A | #N/A | #N/A | #N/A | #N/A | #N/A | #N/A | #N/A | 0 | #N/A | #VALUE! | #VALUE! |  | #VALUE! | 0 | #VALUE! | #VALUE! |  | #VALUE! | #N/A | #N/A | #N/A | #N/A | 0 | #VALUE! | 0 | 100 | 0 | #N/A | #N/A | #N/A | #N/A | #N/A | #N/A | #N/A | #N/A | 1 slot, 1 way | #N/A | 0 | #DIV/0! | #VALUE! | 0 | 0 | 0 | 2 | #N/A | #VALUE! | #VALUE! | #VALUE! | #VALUE! | #VALUE! | #VALUE! | #VALUE! | #N/A | #N/A | M13 | M17 | M23 | M31 |  |  | TRUE | #DIV/0! | #DIV/0! | 0 | TRUE | TRUE | TRUE | FALSE | TRUE | TRUE | 0 | #VALUE! | #VALUE! |  | #N/A | #N/A |  | 0 | 0 | 0 | 0 | 0 | 0 | 0 | 0 | 0 | 0 | 0 | 0 | 0 | 0 | 0 | 0 | 0 | 0 | 0 | #N/A | - S | #N/A | #N/A | #N/A | #N/A | 0 | #VALUE! | 0 | 0 | #VALUE! | #VALUE! | #VALUE! | #VALUE! | #VALUE! | 0 | #VALUE! | 1
[65 empty] | #VALUE! | #N/A | #N/A | #N/A | #N/A | #N/A | #N/A | #N/A | #N/A | #N/A | #N/A | 0 | #N/A | #N/A | #N/A | #N/A | #N/A | #N/A | #N/A | #N/A | #N/A | #N/A | 0 | #N/A | #VALUE! | #VALUE! |  | #VALUE! | 0 | #VALUE! | #VALUE! |  | #VALUE! | #N/A | #N/A | #N/A | #N/A | 0 | #VALUE! | 0 | 100 | 0 | #N/A | #N/A | #N/A | #N/A | #N/A | #N/A | #N/A | #N/A | 1 slot, 1 way | #N/A | 0 | #DIV/0! | #VALUE! | 0 | 0 | 0 | 2 | #N/A | #VALUE! | #VALUE! | #VALUE! | #VALUE! | #VALUE! | #VALUE! | #VALUE! | #N/A | #N/A | M13 | M17 | M23 | M31 |  |  | TRUE | #DIV/0! | #DIV/0! | 0 | TRUE | TRUE | TRUE | FALSE | TRUE | TRUE | 0 | #VALUE! | #VALUE! |  | #N/A | #N/A |  | 0 | 0 | 0 | 0 | 0 | 0 | 0 | 0 | 0 | 0 | 0 | 0 | 0 | 0 | 0 | 0 | 0 | 0 | 0 | #N/A | - S | #N/A | #N/A | #N/A | #N/A | 0 | #VALUE! | 0 | 0 | #VALUE! | #VALUE! | #VALUE! | #VALUE! | #VALUE! | 0 | #VALUE! | 1
[65 empty] | #VALUE! | #N/A | #N/A | #N/A | #N/A | #N/A | #N/A | #N/A | #N/A | #N/A | #N/A | 0 | #N/A | #N/A | #N/A | #N/A | #N/A | #N/A | #N/A | #N/A | #N/A | #N/A | 0 | #N/A | #VALUE! | #VALUE! |  | #VALUE! | 0 | #VALUE! | #VALUE! |  | #VALUE! | #N/A | #N/A | #N/A | #N/A | 0 | #VALUE! | 0 | 100 | 0 | #N/A | #N/A | #N/A | #N/A | #N/A | #N/A | #N/A | #N/A | 1 slot, 1 way | #N/A | 0 | #DIV/0! | #VALUE! | 0 | 0 | 0 | 2 | #N/A | #VALUE! | #VALUE! | #VALUE! | #VALUE! | #VALUE! | #VALUE! | #VALUE! | #N/A | #N/A | M13 | M17 | M23 | M31 |  |  | TRUE | #DIV/0! | #DIV/0! | 0 | TRUE | TRUE | TRUE | FALSE | TRUE | TRUE | 0 | #VALUE! | #VALUE! |  | #N/A | #N/A |  | 0 | 0 | 0 | 0 | 0 | 0 | 0 | 0 | 0 | 0 | 0 | 0 | 0 | 0 | 0 | 0 | 0 | 0 | 0 | #N/A | - S | #N/A | #N/A | #N/A | #N/A | 0 | #VALUE! | 0 | 0 | #VALUE! | #VALUE! | #VALUE! | #VALUE! | #VALUE! | 0 | #VALUE! | 1
[65 empty] | #VALUE! | #N/A | #N/A | #N/A | #N/A | #N/A | #N/A | #N/A | #N/A | #N/A | #N/A | 0 | #N/A | #N/A | #N/A | #N/A | #N/A | #N/A | #N/A | #N/A | #N/A | #N/A | 0 | #N/A | #VALUE! | #VALUE! |  | #VALUE! | 0 | #VALUE! | #VALUE! |  | #VALUE! | #N/A | #N/A | #N/A | #N/A | 0 | #VALUE! | 0 | 100 | 0 | #N/A | #N/A | #N/A | #N/A | #N/A | #N/A | #N/A | #N/A | 1 slot, 1 way | #N/A | 0 | #DIV/0! | #VALUE! | 0 | 0 | 0 | 2 | #N/A | #VALUE! | #VALUE! | #VALUE! | #VALUE! | #VALUE! | #VALUE! | #VALUE! | #N/A | #N/A | M13 | M17 | M23 | M31 |  |  | TRUE | #DIV/0! | #DIV/0! | 0 | TRUE | TRUE | TRUE | FALSE | TRUE | TRUE | 0 | #VALUE! | #VALUE! |  | #N/A | #N/A |  | 0 | 0 | 0 | 0 | 0 | 0 | 0 | 0 | 0 | 0 | 0 | 0 | 0 | 0 | 0 | 0 | 0 | 0 | 0 | #N/A | - S | #N/A | #N/A | #N/A | #N/A | 0 | #VALUE! | 0 | 0 | #VALUE! | #VALUE! | #VALUE! | #VALUE! | #VALUE! | 0 | #VALUE! | 1
[65 empty] | #VALUE! | #N/A | #N/A | #N/A | #N/A | #N/A | #N/A | #N/A | #N/A | #N/A | #N/A | 0 | #N/A | #N/A | #N/A | #N/A | #N/A | #N/A | #N/A | #N/A | #N/A | #N/A | 0 | #N/A | #VALUE! | #VALUE! |  | #VALUE! | 0 | #VALUE! | #VALUE! |  | #VALUE! | #N/A | #N/A | #N/A | #N/A | 0 | #VALUE! | 0 | 100 | 0 | #N/A | #N/A | #N/A | #N/A | #N/A | #N/A | #N/A | #N/A | 1 slot, 1 way | #N/A | 0 | #DIV/0! | #VALUE! | 0 | 0 | 0 | 2 | #N/A | #VALUE! | #VALUE! | #VALUE! | #VALUE! | #VALUE! | #VALUE! | #VALUE! | #N/A | #N/A | M13 | M17 | M23 | M31 |  |  | TRUE | #DIV/0! | #DIV/0! | 0 | TRUE | TRUE | TRUE | FALSE | TRUE | TRUE | 0 | #VALUE! | #VALUE! |  | #N/A | #N/A |  | 0 | 0 | 0 | 0 | 0 | 0 | 0 | 0 | 0 | 0 | 0 | 0 | 0 | 0 | 0 | 0 | 0 | 0 | 0 | #N/A | - S | #N/A | #N/A | #N/A | #N/A | 0 | #VALUE! | 0 | 0 | #VALUE! | #VALUE! | #VALUE! | #VALUE! | #VALUE! | 0 | #VALUE! | 1
[65 empty] | #VALUE! | #N/A | #N/A | #N/A | #N/A | #N/A | #N/A | #N/A | #N/A | #N/A | #N/A | 0 | #N/A | #N/A | #N/A | #N/A | #N/A | #N/A | #N/A | #N/A | #N/A | #N/A | 0 | #N/A | #VALUE! | #VALUE! |  | #VALUE! | 0 | #VALUE! | #VALUE! |  | #VALUE! | #N/A | #N/A | #N/A | #N/A | 0 | #VALUE! | 0 | 100 | 0 | #N/A | #N/A | #N/A | #N/A | #N/A | #N/A | #N/A | #N/A | 1 slot, 1 way | #N/A | 0 | #DIV/0! | #VALUE! | 0 | 0 | 0 | 2 | #N/A | #VALUE! | #VALUE! | #VALUE! | #VALUE! | #VALUE! | #VALUE! | #VALUE! | #N/A | #N/A | M13 | M17 | M23 | M31 |  |  | TRUE | #DIV/0! | #DIV/0! | 0 | TRUE | TRUE | TRUE | FALSE | TRUE | TRUE | 0 | #VALUE! | #VALUE! |  | #N/A | #N/A |  | 0 | 0 | 0 | 0 | 0 | 0 | 0 | 0 | 0 | 0 | 0 | 0 | 0 | 0 | 0 | 0 | 0 | 0 | 0 | #N/A | - S | #N/A | #N/A | #N/A | #N/A | 0 | #VALUE! | 0 | 0 | #VALUE! | #VALUE! | #VALUE! | #VALUE! | #VALUE! | 0 | #VALUE! | 1
[65 empty] | #VALUE! | #N/A | #N/A | #N/A | #N/A | #N/A | #N/A | #N/A | #N/A | #N/A | #N/A | 0 | #N/A | #N/A | #N/A | #N/A | #N/A | #N/A | #N/A | #N/A | #N/A | #N/A | 0 | #N/A | #VALUE! | #VALUE! |  | #VALUE! | 0 | #VALUE! | #VALUE! |  | #VALUE! | #N/A | #N/A | #N/A | #N/A | 0 | #VALUE! | 0 | 100 | 0 | #N/A | #N/A | #N/A | #N/A | #N/A | #N/A | #N/A | #N/A | 1 slot, 1 way | #N/A | 0 | #DIV/0! | #VALUE! | 0 | 0 | 0 | 2 | #N/A | #VALUE! | #VALUE! | #VALUE! | #VALUE! | #VALUE! | #VALUE! | #VALUE! | #N/A | #N/A | M13 | M17 | M23 | M31 |  |  | TRUE | #DIV/0! | #DIV/0! | 0 | TRUE | TRUE | TRUE | FALSE | TRUE | TRUE | 0 | #VALUE! | #VALUE! |  | #N/A | #N/A |  | 0 | 0 | 0 | 0 | 0 | 0 | 0 | 0 | 0 | 0 | 0 | 0 | 0 | 0 | 0 | 0 | 0 | 0 | 0 | #N/A | - S | #N/A | #N/A | #N/A | #N/A | 0 | #VALUE! | 0 | 0 | #VALUE! | #VALUE! | #VALUE! | #VALUE! | #VALUE! | 0 | #VALUE! | 1
[65 empty] | #VALUE! | #N/A | #N/A | #N/A | #N/A | #N/A | #N/A | #N/A | #N/A | #N/A | #N/A | 0 | #N/A | #N/A | #N/A | #N/A | #N/A | #N/A | #N/A | #N/A | #N/A | #N/A | 0 | #N/A | #VALUE! | #VALUE! |  | #VALUE! | 0 | #VALUE! | #VALUE! |  | #VALUE! | #N/A | #N/A | #N/A | #N/A | 0 | #VALUE! | 0 | 100 | 0 | #N/A | #N/A | #N/A | #N/A | #N/A | #N/A | #N/A | #N/A | 1 slot, 1 way | #N/A | 0 | #DIV/0! | #VALUE! | 0 | 0 | 0 | 2 | #N/A | #VALUE! | #VALUE! | #VALUE! | #VALUE! | #VALUE! | #VALUE! | #VALUE! | #N/A | #N/A | M13 | M17 | M23 | M31 |  |  | TRUE | #DIV/0! | #DIV/0! | 0 | TRUE | TRUE | TRUE | FALSE | TRUE | TRUE | 0 | #VALUE! | #VALUE! |  | #N/A | #N/A |  | 0 | 0 | 0 | 0 | 0 | 0 | 0 | 0 | 0 | 0 | 0 | 0 | 0 | 0 | 0 | 0 | 0 | 0 | 0 | #N/A | - S | #N/A | #N/A | #N/A | #N/A | 0 | #VALUE! | 0 | 0 | #VALUE! | #VALUE! | #VALUE! | #VALUE! | #VALUE! | 0 | #VALUE! | 1
[65 empty] | #VALUE! | #N/A | #N/A | #N/A | #N/A | #N/A | #N/A | #N/A | #N/A | #N/A | #N/A | 0 | #N/A | #N/A | #N/A | #N/A | #N/A | #N/A | #N/A | #N/A | #N/A | #N/A | 0 | #N/A | #VALUE! | #VALUE! |  | #VALUE! | 0 | #VALUE! | #VALUE! |  | #VALUE! | #N/A | #N/A | #N/A | #N/A | 0 | #VALUE! | 0 | 100 | 0 | #N/A | #N/A | #N/A | #N/A | #N/A | #N/A | #N/A | #N/A | 1 slot, 1 way | #N/A | 0 | #DIV/0! | #VALUE! | 0 | 0 | 0 | 2 | #N/A | #VALUE! | #VALUE! | #VALUE! | #VALUE! | #VALUE! | #VALUE! | #VALUE! | #N/A | #N/A | M13 | M17 | M23 | M31 |  |  | TRUE | #DIV/0! | #DIV/0! | 0 | TRUE | TRUE | TRUE | FALSE | TRUE | TRUE | 0 | #VALUE! | #VALUE! |  | #N/A | #N/A |  | 0 | 0 | 0 | 0 | 0 | 0 | 0 | 0 | 0 | 0 | 0 | 0 | 0 | 0 | 0 | 0 | 0 | 0 | 0 | #N/A | - S | #N/A | #N/A | #N/A | #N/A | 0 | #VALUE! | 0 | 0 | #VALUE! | #VALUE! | #VALUE! | #VALUE! | #VALUE! | 0 | #VALUE! | 1
[65 empty] | #VALUE! | #N/A | #N/A | #N/A | #N/A | #N/A | #N/A | #N/A | #N/A | #N/A | #N/A | 0 | #N/A | #N/A | #N/A | #N/A | #N/A | #N/A | #N/A | #N/A | #N/A | #N/A | 0 | #N/A | #VALUE! | #VALUE! |  | #VALUE! | 0 | #VALUE! | #VALUE! |  | #VALUE! | #N/A | #N/A | #N/A | #N/A | 0 | #VALUE! | 0 | 100 | 0 | #N/A | #N/A | #N/A | #N/A | #N/A | #N/A | #N/A | #N/A | 1 slot, 1 way | #N/A | 0 | #DIV/0! | #VALUE! | 0 | 0 | 0 | 2 | #N/A | #VALUE! | #VALUE! | #VALUE! | #VALUE! | #VALUE! | #VALUE! | #VALUE! | #N/A | #N/A | M13 | M17 | M23 | M31 |  |  | TRUE | #DIV/0! | #DIV/0! | 0 | TRUE | TRUE | TRUE | FALSE | TRUE | TRUE | 0 | #VALUE! | #VALUE! |  | #N/A | #N/A |  | 0 | 0 | 0 | 0 | 0 | 0 | 0 | 0 | 0 | 0 | 0 | 0 | 0 | 0 | 0 | 0 | 0 | 0 | 0 | #N/A | - S | #N/A | #N/A | #N/A | #N/A | 0 | #VALUE! | 0 | 0 | #VALUE! | #VALUE! | #VALUE! | #VALUE! | #VALUE! | 0 | #VALUE! | 1
[65 empty] | #VALUE! | #N/A | #N/A | #N/A | #N/A | #N/A | #N/A | #N/A | #N/A | #N/A | #N/A | 0 | #N/A | #N/A | #N/A | #N/A | #N/A | #N/A | #N/A | #N/A | #N/A | #N/A | 0 | #N/A | #VALUE! | #VALUE! |  | #VALUE! | 0 | #VALUE! | #VALUE! |  | #VALUE! | #N/A | #N/A | #N/A | #N/A | 0 | #VALUE! | 0 | 100 | 0 | #N/A | #N/A | #N/A | #N/A | #N/A | #N/A | #N/A | #N/A | 1 slot, 1 way | #N/A | 0 | #DIV/0! | #VALUE! | 0 | 0 | 0 | 2 | #N/A | #VALUE! | #VALUE! | #VALUE! | #VALUE! | #VALUE! | #VALUE! | #VALUE! | #N/A | #N/A | M13 | M17 | M23 | M31 |  |  | TRUE | #DIV/0! | #DIV/0! | 0 | TRUE | TRUE | TRUE | FALSE | TRUE | TRUE | 0 | #VALUE! | #VALUE! |  | #N/A | #N/A |  | 0 | 0 | 0 | 0 | 0 | 0 | 0 | 0 | 0 | 0 | 0 | 0 | 0 | 0 | 0 | 0 | 0 | 0 | 0 | #N/A | - S | #N/A | #N/A | #N/A | #N/A | 0 | #VALUE! | 0 | 0 | #VALUE! | #VALUE! | #VALUE! | #VALUE! | #VALUE! | 0 | #VALUE! | 1
[65 empty] | #VALUE! | #N/A | #N/A | #N/A | #N/A | #N/A | #N/A | #N/A | #N/A | #N/A | #N/A | 0 | #N/A | #N/A | #N/A | #N/A | #N/A | #N/A | #N/A | #N/A | #N/A | #N/A | 0 | #N/A | #VALUE! | #VALUE! |  | #VALUE! | 0 | #VALUE! | #VALUE! |  | #VALUE! | #N/A | #N/A | #N/A | #N/A | 0 | #VALUE! | 0 | 100 | 0 | #N/A | #N/A | #N/A | #N/A | #N/A | #N/A | #N/A | #N/A | 1 slot, 1 way | #N/A | 0 | #DIV/0! | #VALUE! | 0 | 0 | 0 | 2 | #N/A | #VALUE! | #VALUE! | #VALUE! | #VALUE! | #VALUE! | #VALUE! | #VALUE! | #N/A | #N/A | M13 | M17 | M23 | M31 |  |  | TRUE | #DIV/0! | #DIV/0! | 0 | TRUE | TRUE | TRUE | FALSE | TRUE | TRUE | 0 | #VALUE! | #VALUE! |  | #N/A | #N/A |  | 0 | 0 | 0 | 0 | 0 | 0 | 0 | 0 | 0 | 0 | 0 | 0 | 0 | 0 | 0 | 0 | 0 | 0 | 0 | #N/A | - S | #N/A | #N/A | #N/A | #N/A | 0 | #VALUE! | 0 | 0 | #VALUE! | #VALUE! | #VALUE! | #VALUE! | #VALUE! | 0 | #VALUE! | 1
[65 empty] | #VALUE! | #N/A | #N/A | #N/A | #N/A | #N/A | #N/A | #N/A | #N/A | #N/A | #N/A | 0 | #N/A | #N/A | #N/A | #N/A | #N/A | #N/A | #N/A | #N/A | #N/A | #N/A | 0 | #N/A | #VALUE! | #VALUE! |  | #VALUE! | 0 | #VALUE! | #VALUE! |  | #VALUE! | #N/A | #N/A | #N/A | #N/A | 0 | #VALUE! | 0 | 100 | 0 | #N/A | #N/A | #N/A | #N/A | #N/A | #N/A | #N/A | #N/A | 1 slot, 1 way | #N/A | 0 | #DIV/0! | #VALUE! | 0 | 0 | 0 | 2 | #N/A | #VALUE! | #VALUE! | #VALUE! | #VALUE! | #VALUE! | #VALUE! | #VALUE! | #N/A | #N/A | M13 | M17 | M23 | M31 |  |  | TRUE | #DIV/0! | #DIV/0! | 0 | TRUE | TRUE | TRUE | FALSE | TRUE | TRUE | 0 | #VALUE! | #VALUE! |  | #N/A | #N/A |  | 0 | 0 | 0 | 0 | 0 | 0 | 0 | 0 | 0 | 0 | 0 | 0 | 0 | 0 | 0 | 0 | 0 | 0 | 0 | #N/A | - S | #N/A | #N/A | #N/A | #N/A | 0 | #VALUE! | 0 | 0 | #VALUE! | #VALUE! | #VALUE! | #VALUE! | #VALUE! | 0 | #VALUE! | 1
[65 empty] | #VALUE! | #N/A | #N/A | #N/A | #N/A | #N/A | #N/A | #N/A | #N/A | #N/A | #N/A | 0 | #N/A | #N/A | #N/A | #N/A | #N/A | #N/A | #N/A | #N/A | #N/A | #N/A | 0 | #N/A | #VALUE! | #VALUE! |  | #VALUE! | 0 | #VALUE! | #VALUE! |  | #VALUE! | #N/A | #N/A | #N/A | #N/A | 0 | #VALUE! | 0 | 100 | 0 | #N/A | #N/A | #N/A | #N/A | #N/A | #N/A | #N/A | #N/A | 1 slot, 1 way | #N/A | 0 | #DIV/0! | #VALUE! | 0 | 0 | 0 | 2 | #N/A | #VALUE! | #VALUE! | #VALUE! | #VALUE! | #VALUE! | #VALUE! | #VALUE! | #N/A | #N/A | M13 | M17 | M23 | M31 |  |  | TRUE | #DIV/0! | #DIV/0! | 0 | TRUE | TRUE | TRUE | FALSE | TRUE | TRUE | 0 | #VALUE! | #VALUE! |  | #N/A | #N/A |  | 0 | 0 | 0 | 0 | 0 | 0 | 0 | 0 | 0 | 0 | 0 | 0 | 0 | 0 | 0 | 0 | 0 | 0 | 0 | #N/A | - S | #N/A | #N/A | #N/A | #N/A | 0 | #VALUE! | 0 | 0 | #VALUE! | #VALUE! | #VALUE! | #VALUE! | #VALUE! | 0 | #VALUE! | 1
[65 empty] | #VALUE! | #N/A | #N/A | #N/A | #N/A | #N/A | #N/A | #N/A | #N/A | #N/A | #N/A | 0 | #N/A | #N/A | #N/A | #N/A | #N/A | #N/A | #N/A | #N/A | #N/A | #N/A | 0 | #N/A | #VALUE! | #VALUE! |  | #VALUE! | 0 | #VALUE! | #VALUE! |  | #VALUE! | #N/A | #N/A | #N/A | #N/A | 0 | #VALUE! | 0 | 100 | 0 | #N/A | #N/A | #N/A | #N/A | #N/A | #N/A | #N/A | #N/A | 1 slot, 1 way | #N/A | 0 | #DIV/0! | #VALUE! | 0 | 0 | 0 | 2 | #N/A | #VALUE! | #VALUE! | #VALUE! | #VALUE! | #VALUE! | #VALUE! | #VALUE! | #N/A | #N/A | M13 | M17 | M23 | M31 |  |  | TRUE | #DIV/0! | #DIV/0! | 0 | TRUE | TRUE | TRUE | FALSE | TRUE | TRUE | 0 | #VALUE! | #VALUE! |  | #N/A | #N/A |  | 0 | 0 | 0 | 0 | 0 | 0 | 0 | 0 | 0 | 0 | 0 | 0 | 0 | 0 | 0 | 0 | 0 | 0 | 0 | #N/A | - S | #N/A | #N/A | #N/A | #N/A | 0 | #VALUE! | 0 | 0 | #VALUE! | #VALUE! | #VALUE! | #VALUE! | #VALUE! | 0 | #VALUE! | 1
[65 empty] | #VALUE! | #N/A | #N/A | #N/A | #N/A | #N/A | #N/A | #N/A | #N/A | #N/A | #N/A | 0 | #N/A | #N/A | #N/A | #N/A | #N/A | #N/A | #N/A | #N/A | #N/A | #N/A | 0 | #N/A | #VALUE! | #VALUE! |  | #VALUE! | 0 | #VALUE! | #VALUE! |  | #VALUE! | #N/A | #N/A | #N/A | #N/A | 0 | #VALUE! | 0 | 100 | 0 | #N/A | #N/A | #N/A | #N/A | #N/A | #N/A | #N/A | #N/A | 1 slot, 1 way | #N/A | 0 | #DIV/0! | #VALUE! | 0 | 0 | 0 | 2 | #N/A | #VALUE! | #VALUE! | #VALUE! | #VALUE! | #VALUE! | #VALUE! | #VALUE! | #N/A | #N/A | M13 | M17 | M23 | M31 |  |  | TRUE | #DIV/0! | #DIV/0! | 0 | TRUE | TRUE | TRUE | FALSE | TRUE | TRUE | 0 | #VALUE! | #VALUE! |  | #N/A | #N/A |  | 0 | 0 | 0 | 0 | 0 | 0 | 0 | 0 | 0 | 0 | 0 | 0 | 0 | 0 | 0 | 0 | 0 | 0 | 0 | #N/A | - S | #N/A | #N/A | #N/A | #N/A | 0 | #VALUE! | 0 | 0 | #VALUE! | #VALUE! | #VALUE! | #VALUE! | #VALUE! | 0 | #VALUE! | 1
[65 empty] | #VALUE! | #N/A | #N/A | #N/A | #N/A | #N/A | #N/A | #N/A | #N/A | #N/A | #N/A | 0 | #N/A | #N/A | #N/A | #N/A | #N/A | #N/A | #N/A | #N/A | #N/A | #N/A | 0 | #N/A | #VALUE! | #VALUE! |  | #VALUE! | 0 | #VALUE! | #VALUE! |  | #VALUE! | #N/A | #N/A | #N/A | #N/A | 0 | #VALUE! | 0 | 100 | 0 | #N/A | #N/A | #N/A | #N/A | #N/A | #N/A | #N/A | #N/A | 1 slot, 1 way | #N/A | 0 | #DIV/0! | #VALUE! | 0 | 0 | 0 | 2 | #N/A | #VALUE! | #VALUE! | #VALUE! | #VALUE! | #VALUE! | #VALUE! | #VALUE! | #N/A | #N/A | M13 | M17 | M23 | M31 |  |  | TRUE | #DIV/0! | #DIV/0! | 0 | TRUE | TRUE | TRUE | FALSE | TRUE | TRUE | 0 | #VALUE! | #VALUE! |  | #N/A | #N/A |  | 0 | 0 | 0 | 0 | 0 | 0 | 0 | 0 | 0 | 0 | 0 | 0 | 0 | 0 | 0 | 0 | 0 | 0 | 0 | #N/A | - S | #N/A | #N/A | #N/A | #N/A | 0 | #VALUE! | 0 | 0 | #VALUE! | #VALUE! | #VALUE! | #VALUE! | #VALUE! | 0 | #VALUE! | 1
[65 empty] | #VALUE! | #N/A | #N/A | #N/A | #N/A | #N/A | #N/A | #N/A | #N/A | #N/A | #N/A | 0 | #N/A | #N/A | #N/A | #N/A | #N/A | #N/A | #N/A | #N/A | #N/A | #N/A | 0 | #N/A | #VALUE! | #VALUE! |  | #VALUE! | 0 | #VALUE! | #VALUE! |  | #VALUE! | #N/A | #N/A | #N/A | #N/A | 0 | #VALUE! | 0 | 100 | 0 | #N/A | #N/A | #N/A | #N/A | #N/A | #N/A | #N/A | #N/A | 1 slot, 1 way | #N/A | 0 | #DIV/0! | #VALUE! | 0 | 0 | 0 | 2 | #N/A | #VALUE! | #VALUE! | #VALUE! | #VALUE! | #VALUE! | #VALUE! | #VALUE! | #N/A | #N/A | M13 | M17 | M23 | M31 |  |  | TRUE | #DIV/0! | #DIV/0! | 0 | TRUE | TRUE | TRUE | FALSE | TRUE | TRUE | 0 | #VALUE! | #VALUE! |  | #N/A | #N/A |  | 0 | 0 | 0 | 0 | 0 | 0 | 0 | 0 | 0 | 0 | 0 | 0 | 0 | 0 | 0 | 0 | 0 | 0 | 0 | #N/A | - S | #N/A | #N/A | #N/A | #N/A | 0 | #VALUE! | 0 | 0 | #VALUE! | #VALUE! | #VALUE! | #VALUE! | #VALUE! | 0 | #VALUE! | 1
[65 empty] | #VALUE! | #N/A | #N/A | #N/A | #N/A | #N/A | #N/A | #N/A | #N/A | #N/A | #N/A | 0 | #N/A | #N/A | #N/A | #N/A | #N/A | #N/A | #N/A | #N/A | #N/A | #N/A | 0 | #N/A | #VALUE! | #VALUE! |  | #VALUE! | 0 | #VALUE! | #VALUE! |  | #VALUE! | #N/A | #N/A | #N/A | #N/A | 0 | #VALUE! | 0 | 100 | 0 | #N/A | #N/A | #N/A | #N/A | #N/A | #N/A | #N/A | #N/A | 1 slot, 1 way | #N/A | 0 | #DIV/0! | #VALUE! | 0 | 0 | 0 | 2 | #N/A | #VALUE! | #VALUE! | #VALUE! | #VALUE! | #VALUE! | #VALUE! | #VALUE! | #N/A | #N/A | M13 | M17 | M23 | M31 |  |  | TRUE | #DIV/0! | #DIV/0! | 0 | TRUE | TRUE | TRUE | FALSE | TRUE | TRUE | 0 | #VALUE! | #VALUE! |  | #N/A | #N/A |  | 0 | 0 | 0 | 0 | 0 | 0 | 0 | 0 | 0 | 0 | 0 | 0 | 0 | 0 | 0 | 0 | 0 | 0 | 0 | #N/A | - S | #N/A | #N/A | #N/A | #N/A | 0 | #VALUE! | 0 | 0 | #VALUE! | #VALUE! | #VALUE! | #VALUE! | #VALUE! | 0 | #VALUE! | 1
[65 empty] | #VALUE! | #N/A | #N/A | #N/A | #N/A | #N/A | #N/A | #N/A | #N/A | #N/A | #N/A | 0 | #N/A | #N/A | #N/A | #N/A | #N/A | #N/A | #N/A | #N/A | #N/A | #N/A | 0 | #N/A | #VALUE! | #VALUE! |  | #VALUE! | 0 | #VALUE! | #VALUE! |  | #VALUE! | #N/A | #N/A | #N/A | #N/A | 0 | #VALUE! | 0 | 100 | 0 | #N/A | #N/A | #N/A | #N/A | #N/A | #N/A | #N/A | #N/A | 1 slot, 1 way | #N/A | 0 | #DIV/0! | #VALUE! | 0 | 0 | 0 | 2 | #N/A | #VALUE! | #VALUE! | #VALUE! | #VALUE! | #VALUE! | #VALUE! | #VALUE! | #N/A | #N/A | M13 | M17 | M23 | M31 |  |  | TRUE | #DIV/0! | #DIV/0! | 0 | TRUE | TRUE | TRUE | FALSE | TRUE | TRUE | 0 | #VALUE! | #VALUE! |  | #N/A | #N/A |  | 0 | 0 | 0 | 0 | 0 | 0 | 0 | 0 | 0 | 0 | 0 | 0 | 0 | 0 | 0 | 0 | 0 | 0 | 0 | #N/A | - S | #N/A | #N/A | #N/A | #N/A | 0 | #VALUE! | 0 | 0 | #VALUE! | #VALUE! | #VALUE! | #VALUE! | #VALUE! | 0 | #VALUE! | 1
[65 empty] | #VALUE! | #N/A | #N/A | #N/A | #N/A | #N/A | #N/A | #N/A | #N/A | #N/A | #N/A | 0 | #N/A | #N/A | #N/A | #N/A | #N/A | #N/A | #N/A | #N/A | #N/A | #N/A | 0 | #N/A | #VALUE! | #VALUE! |  | #VALUE! | 0 | #VALUE! | #VALUE! |  | #VALUE! | #N/A | #N/A | #N/A | #N/A | 0 | #VALUE! | 0 | 100 | 0 | #N/A | #N/A | #N/A | #N/A | #N/A | #N/A | #N/A | #N/A | 1 slot, 1 way | #N/A | 0 | #DIV/0! | #VALUE! | 0 | 0 | 0 | 2 | #N/A | #VALUE! | #VALUE! | #VALUE! | #VALUE! | #VALUE! | #VALUE! | #VALUE! | #N/A | #N/A | M13 | M17 | M23 | M31 |  |  | TRUE | #DIV/0! | #DIV/0! | 0 | TRUE | TRUE | TRUE | FALSE | TRUE | TRUE | 0 | #VALUE! | #VALUE! |  | #N/A | #N/A |  | 0 | 0 | 0 | 0 | 0 | 0 | 0 | 0 | 0 | 0 | 0 | 0 | 0 | 0 | 0 | 0 | 0 | 0 | 0 | #N/A | - S | #N/A | #N/A | #N/A | #N/A | 0 | #VALUE! | 0 | 0 | #VALUE! | #VALUE! | #VALUE! | #VALUE! | #VALUE! | 0 | #VALUE! | 1
[65 empty] | #VALUE! | #N/A | #N/A | #N/A | #N/A | #N/A | #N/A | #N/A | #N/A | #N/A | #N/A | 0 | #N/A | #N/A | #N/A | #N/A | #N/A | #N/A | #N/A | #N/A | #N/A | #N/A | 0 | #N/A | #VALUE! | #VALUE! |  | #VALUE! | 0 | #VALUE! | #VALUE! |  | #VALUE! | #N/A | #N/A | #N/A | #N/A | 0 | #VALUE! | 0 | 100 | 0 | #N/A | #N/A | #N/A | #N/A | #N/A | #N/A | #N/A | #N/A | 1 slot, 1 way | #N/A | 0 | #DIV/0! | #VALUE! | 0 | 0 | 0 | 2 | #N/A | #VALUE! | #VALUE! | #VALUE! | #VALUE! | #VALUE! | #VALUE! | #VALUE! | #N/A | #N/A | M13 | M17 | M23 | M31 |  |  | TRUE | #DIV/0! | #DIV/0! | 0 | TRUE | TRUE | TRUE | FALSE | TRUE | TRUE | 0 | #VALUE! | #VALUE! |  | #N/A | #N/A |  | 0 | 0 | 0 | 0 | 0 | 0 | 0 | 0 | 0 | 0 | 0 | 0 | 0 | 0 | 0 | 0 | 0 | 0 | 0 | #N/A | - S | #N/A | #N/A | #N/A | #N/A | 0 | #VALUE! | 0 | 0 | #VALUE! | #VALUE! | #VALUE! | #VALUE! | #VALUE! | 0 | #VALUE! | 1
[65 empty] | #VALUE! | #N/A | #N/A | #N/A | #N/A | #N/A | #N/A | #N/A | #N/A | #N/A | #N/A | 0 | #N/A | #N/A | #N/A | #N/A | #N/A | #N/A | #N/A | #N/A | #N/A | #N/A | 0 | #N/A | #VALUE! | #VALUE! |  | #VALUE! | 0 | #VALUE! | #VALUE! |  | #VALUE! | #N/A | #N/A | #N/A | #N/A | 0 | #VALUE! | 0 | 100 | 0 | #N/A | #N/A | #N/A | #N/A | #N/A | #N/A | #N/A | #N/A | 1 slot, 1 way | #N/A | 0 | #DIV/0! | #VALUE! | 0 | 0 | 0 | 2 | #N/A | #VALUE! | #VALUE! | #VALUE! | #VALUE! | #VALUE! | #VALUE! | #VALUE! | #N/A | #N/A | M13 | M17 | M23 | M31 |  |  | TRUE | #DIV/0! | #DIV/0! | 0 | TRUE | TRUE | TRUE | FALSE | TRUE | TRUE | 0 | #VALUE! | #VALUE! |  | #N/A | #N/A |  | 0 | 0 | 0 | 0 | 0 | 0 | 0 | 0 | 0 | 0 | 0 | 0 | 0 | 0 | 0 | 0 | 0 | 0 | 0 | #N/A | - S | #N/A | #N/A | #N/A | #N/A | 0 | #VALUE! | 0 | 0 | #VALUE! | #VALUE! | #VALUE! | #VALUE! | #VALUE! | 0 | #VALUE! | 1
[65 empty] | #VALUE! | #N/A | #N/A | #N/A | #N/A | #N/A | #N/A | #N/A | #N/A | #N/A | #N/A | 0 | #N/A | #N/A | #N/A | #N/A | #N/A | #N/A | #N/A | #N/A | #N/A | #N/A | 0 | #N/A | #VALUE! | #VALUE! |  | #VALUE! | 0 | #VALUE! | #VALUE! |  | #VALUE! | #N/A | #N/A | #N/A | #N/A | 0 | #VALUE! | 0 | 100 | 0 | #N/A | #N/A | #N/A | #N/A | #N/A | #N/A | #N/A | #N/A | 1 slot, 1 way | #N/A | 0 | #DIV/0! | #VALUE! | 0 | 0 | 0 | 2 | #N/A | #VALUE! | #VALUE! | #VALUE! | #VALUE! | #VALUE! | #VALUE! | #VALUE! | #N/A | #N/A | M13 | M17 | M23 | M31 |  |  | TRUE | #DIV/0! | #DIV/0! | 0 | TRUE | TRUE | TRUE | FALSE | TRUE | TRUE | 0 | #VALUE! | #VALUE! |  | #N/A | #N/A |  | 0 | 0 | 0 | 0 | 0 | 0 | 0 | 0 | 0 | 0 | 0 | 0 | 0 | 0 | 0 | 0 | 0 | 0 | 0 | #N/A | - S | #N/A | #N/A | #N/A | #N/A | 0 | #VALUE! | 0 | 0 | #VALUE! | #VALUE! | #VALUE! | #VALUE! | #VALUE! | 0 | #VALUE! | 1
[65 empty] | #VALUE! | #N/A | #N/A | #N/A | #N/A | #N/A | #N/A | #N/A | #N/A | #N/A | #N/A | 0 | #N/A | #N/A | #N/A | #N/A | #N/A | #N/A | #N/A | #N/A | #N/A | #N/A | 0 | #N/A | #VALUE! | #VALUE! |  | #VALUE! | 0 | #VALUE! | #VALUE! |  | #VALUE! | #N/A | #N/A | #N/A | #N/A | 0 | #VALUE! | 0 | 100 | 0 | #N/A | #N/A | #N/A | #N/A | #N/A | #N/A | #N/A | #N/A | 1 slot, 1 way | #N/A | 0 | #DIV/0! | #VALUE! | 0 | 0 | 0 | 2 | #N/A | #VALUE! | #VALUE! | #VALUE! | #VALUE! | #VALUE! | #VALUE! | #VALUE! | #N/A | #N/A | M13 | M17 | M23 | M31 |  |  | TRUE | #DIV/0! | #DIV/0! | 0 | TRUE | TRUE | TRUE | FALSE | TRUE | TRUE | 0 | #VALUE! | #VALUE! |  | #N/A | #N/A |  | 0 | 0 | 0 | 0 | 0 | 0 | 0 | 0 | 0 | 0 | 0 | 0 | 0 | 0 | 0 | 0 | 0 | 0 | 0 | #N/A | - S | #N/A | #N/A | #N/A | #N/A | 0 | #VALUE! | 0 | 0 | #VALUE! | #VALUE! | #VALUE! | #VALUE! | #VALUE! | 0 | #VALUE! | 1
[65 empty] | #VALUE! | #N/A | #N/A | #N/A | #N/A | #N/A | #N/A | #N/A | #N/A | #N/A | #N/A | 0 | #N/A | #N/A | #N/A | #N/A | #N/A | #N/A | #N/A | #N/A | #N/A | #N/A | 0 | #N/A | #VALUE! | #VALUE! |  | #VALUE! | 0 | #VALUE! | #VALUE! |  | #VALUE! | #N/A | #N/A | #N/A | #N/A | 0 | #VALUE! | 0 | 100 | 0 | #N/A | #N/A | #N/A | #N/A | #N/A | #N/A | #N/A | #N/A | 1 slot, 1 way | #N/A | 0 | #DIV/0! | #VALUE! | 0 | 0 | 0 | 2 | #N/A | #VALUE! | #VALUE! | #VALUE! | #VALUE! | #VALUE! | #VALUE! | #VALUE! | #N/A | #N/A | M13 | M17 | M23 | M31 |  |  | TRUE | #DIV/0! | #DIV/0! | 0 | TRUE | TRUE | TRUE | FALSE | TRUE | TRUE | 0 | #VALUE! | #VALUE! |  | #N/A | #N/A |  | 0 | 0 | 0 | 0 | 0 | 0 | 0 | 0 | 0 | 0 | 0 | 0 | 0 | 0 | 0 | 0 | 0 | 0 | 0 | #N/A | - S | #N/A | #N/A | #N/A | #N/A | 0 | #VALUE! | 0 | 0 | #VALUE! | #VALUE! | #VALUE! | #VALUE! | #VALUE! | 0 | #VALUE! | 1
[65 empty] | #VALUE! | #N/A | #N/A | #N/A | #N/A | #N/A | #N/A | #N/A | #N/A | #N/A | #N/A | 0 | #N/A | #N/A | #N/A | #N/A | #N/A | #N/A | #N/A | #N/A | #N/A | #N/A | 0 | #N/A | #VALUE! | #VALUE! |  | #VALUE! | 0 | #VALUE! | #VALUE! |  | #VALUE! | #N/A | #N/A | #N/A | #N/A | 0 | #VALUE! | 0 | 100 | 0 | #N/A | #N/A | #N/A | #N/A | #N/A | #N/A | #N/A | #N/A | 1 slot, 1 way | #N/A | 0 | #DIV/0! | #VALUE! | 0 | 0 | 0 | 2 | #N/A | #VALUE! | #VALUE! | #VALUE! | #VALUE! | #VALUE! | #VALUE! | #VALUE! | #N/A | #N/A | M13 | M17 | M23 | M31 |  |  | TRUE | #DIV/0! | #DIV/0! | 0 | TRUE | TRUE | TRUE | FALSE | TRUE | TRUE | 0 | #VALUE! | #VALUE! |  | #N/A | #N/A |  | 0 | 0 | 0 | 0 | 0 | 0 | 0 | 0 | 0 | 0 | 0 | 0 | 0 | 0 | 0 | 0 | 0 | 0 | 0 | #N/A | - S | #N/A | #N/A | #N/A | #N/A | 0 | #VALUE! | 0 | 0 | #VALUE! | #VALUE! | #VALUE! | #VALUE! | #VALUE! | 0 | #VALUE! | 1
[65 empty] | #VALUE! | #N/A | #N/A | #N/A | #N/A | #N/A | #N/A | #N/A | #N/A | #N/A | #N/A | 0 | #N/A | #N/A | #N/A | #N/A | #N/A | #N/A | #N/A | #N/A | #N/A | #N/A | 0 | #N/A | #VALUE! | #VALUE! |  | #VALUE! | 0 | #VALUE! | #VALUE! |  | #VALUE! | #N/A | #N/A | #N/A | #N/A | 0 | #VALUE! | 0 | 100 | 0 | #N/A | #N/A | #N/A | #N/A | #N/A | #N/A | #N/A | #N/A | 1 slot, 1 way | #N/A | 0 | #DIV/0! | #VALUE! | 0 | 0 | 0 | 2 | #N/A | #VALUE! | #VALUE! | #VALUE! | #VALUE! | #VALUE! | #VALUE! | #VALUE! | #N/A | #N/A | M13 | M17 | M23 | M31 |  |  | TRUE | #DIV/0! | #DIV/0! | 0 | TRUE | TRUE | TRUE | FALSE | TRUE | TRUE | 0 | #VALUE! | #VALUE! |  | #N/A | #N/A |  | 0 | 0 | 0 | 0 | 0 | 0 | 0 | 0 | 0 | 0 | 0 | 0 | 0 | 0 | 0 | 0 | 0 | 0 | 0 | #N/A | - S | #N/A | #N/A | #N/A | #N/A | 0 | #VALUE! | 0 | 0 | #VALUE! | #VALUE! | #VALUE! | #VALUE! | #VALUE! | 0 | #VALUE! | 1
[65 empty] | #VALUE! | #N/A | #N/A | #N/A | #N/A | #N/A | #N/A | #N/A | #N/A | #N/A | #N/A | 0 | #N/A | #N/A | #N/A | #N/A | #N/A | #N/A | #N/A | #N/A | #N/A | #N/A | 0 | #N/A | #VALUE! | #VALUE! |  | #VALUE! | 0 | #VALUE! | #VALUE! |  | #VALUE! | #N/A | #N/A | #N/A | #N/A | 0 | #VALUE! | 0 | 100 | 0 | #N/A | #N/A | #N/A | #N/A | #N/A | #N/A | #N/A | #N/A | 1 slot, 1 way | #N/A | 0 | #DIV/0! | #VALUE! | 0 | 0 | 0 | 2 | #N/A | #VALUE! | #VALUE! | #VALUE! | #VALUE! | #VALUE! | #VALUE! | #VALUE! | #N/A | #N/A | M13 | M17 | M23 | M31 |  |  | TRUE | #DIV/0! | #DIV/0! | 0 | TRUE | TRUE | TRUE | FALSE | TRUE | TRUE | 0 | #VALUE! | #VALUE! |  | #N/A | #N/A |  | 0 | 0 | 0 | 0 | 0 | 0 | 0 | 0 | 0 | 0 | 0 | 0 | 0 | 0 | 0 | 0 | 0 | 0 | 0 | #N/A | - S | #N/A | #N/A | #N/A | #N/A | 0 | #VALUE! | 0 | 0 | #VALUE! | #VALUE! | #VALUE! | #VALUE! | #VALUE! | 0 | #VALUE! | 1
[65 empty] | #VALUE! | #N/A | #N/A | #N/A | #N/A | #N/A | #N/A | #N/A | #N/A | #N/A | #N/A | 0 | #N/A | #N/A | #N/A | #N/A | #N/A | #N/A | #N/A | #N/A | #N/A | #N/A | 0 | #N/A | #VALUE! | #VALUE! |  | #VALUE! | 0 | #VALUE! | #VALUE! |  | #VALUE! | #N/A | #N/A | #N/A | #N/A | 0 | #VALUE! | 0 | 100 | 0 | #N/A | #N/A | #N/A | #N/A | #N/A | #N/A | #N/A | #N/A | 1 slot, 1 way | #N/A | 0 | #DIV/0! | #VALUE! | 0 | 0 | 0 | 2 | #N/A | #VALUE! | #VALUE! | #VALUE! | #VALUE! | #VALUE! | #VALUE! | #VALUE! | #N/A | #N/A | M13 | M17 | M23 | M31 |  |  | TRUE | #DIV/0! | #DIV/0! | 0 | TRUE | TRUE | TRUE | FALSE | TRUE | TRUE | 0 | #VALUE! | #VALUE! |  | #N/A | #N/A |  | 0 | 0 | 0 | 0 | 0 | 0 | 0 | 0 | 0 | 0 | 0 | 0 | 0 | 0 | 0 | 0 | 0 | 0 | 0 | #N/A | - S | #N/A | #N/A | #N/A | #N/A | 0 | #VALUE! | 0 | 0 | #VALUE! | #VALUE! | #VALUE! | #VALUE! | #VALUE! | 0 | #VALUE! | 1
[65 empty] | #VALUE! | #N/A | #N/A | #N/A | #N/A | #N/A | #N/A | #N/A | #N/A | #N/A | #N/A | 0 | #N/A | #N/A | #N/A | #N/A | #N/A | #N/A | #N/A | #N/A | #N/A | #N/A | 0 | #N/A | #VALUE! | #VALUE! |  | #VALUE! | 0 | #VALUE! | #VALUE! |  | #VALUE! | #N/A | #N/A | #N/A | #N/A | 0 | #VALUE! | 0 | 100 | 0 | #N/A | #N/A | #N/A | #N/A | #N/A | #N/A | #N/A | #N/A | 1 slot, 1 way | #N/A | 0 | #DIV/0! | #VALUE! | 0 | 0 | 0 | 2 | #N/A | #VALUE! | #VALUE! | #VALUE! | #VALUE! | #VALUE! | #VALUE! | #VALUE! | #N/A | #N/A | M13 | M17 | M23 | M31 |  |  | TRUE | #DIV/0! | #DIV/0! | 0 | TRUE | TRUE | TRUE | FALSE | TRUE | TRUE | 0 | #VALUE! | #VALUE! |  | #N/A | #N/A |  | 0 | 0 | 0 | 0 | 0 | 0 | 0 | 0 | 0 | 0 | 0 | 0 | 0 | 0 | 0 | 0 | 0 | 0 | 0 | #N/A | - S | #N/A | #N/A | #N/A | #N/A | 0 | #VALUE! | 0 | 0 | #VALUE! | #VALUE! | #VALUE! | #VALUE! | #VALUE! | 0 | #VALUE! | 1
[65 empty] | #VALUE! | #N/A | #N/A | #N/A | #N/A | #N/A | #N/A | #N/A | #N/A | #N/A | #N/A | 0 | #N/A | #N/A | #N/A | #N/A | #N/A | #N/A | #N/A | #N/A | #N/A | #N/A | 0 | #N/A | #VALUE! | #VALUE! |  | #VALUE! | 0 | #VALUE! | #VALUE! |  | #VALUE! | #N/A | #N/A | #N/A | #N/A | 0 | #VALUE! | 0 | 100 | 0 | #N/A | #N/A | #N/A | #N/A | #N/A | #N/A | #N/A | #N/A | 1 slot, 1 way | #N/A | 0 | #DIV/0! | #VALUE! | 0 | 0 | 0 | 2 | #N/A | #VALUE! | #VALUE! | #VALUE! | #VALUE! | #VALUE! | #VALUE! | #VALUE! | #N/A | #N/A | M13 | M17 | M23 | M31 |  |  | TRUE | #DIV/0! | #DIV/0! | 0 | TRUE | TRUE | TRUE | FALSE | TRUE | TRUE | 0 | #VALUE! | #VALUE! |  | #N/A | #N/A |  | 0 | 0 | 0 | 0 | 0 | 0 | 0 | 0 | 0 | 0 | 0 | 0 | 0 | 0 | 0 | 0 | 0 | 0 | 0 | #N/A | - S | #N/A | #N/A | #N/A | #N/A | 0 | #VALUE! | 0 | 0 | #VALUE! | #VALUE! | #VALUE! | #VALUE! | #VALUE! | 0 | #VALUE! | 1
[65 empty] | #VALUE! | #N/A | #N/A | #N/A | #N/A | #N/A | #N/A | #N/A | #N/A | #N/A | #N/A | 0 | #N/A | #N/A | #N/A | #N/A | #N/A | #N/A | #N/A | #N/A | #N/A | #N/A | 0 | #N/A | #VALUE! | #VALUE! |  | #VALUE! | 0 | #VALUE! | #VALUE! |  | #VALUE! | #N/A | #N/A | #N/A | #N/A | 0 | #VALUE! | 0 | 100 | 0 | #N/A | #N/A | #N/A | #N/A | #N/A | #N/A | #N/A | #N/A | 1 slot, 1 way | #N/A | 0 | #DIV/0! | #VALUE! | 0 | 0 | 0 | 2 | #N/A | #VALUE! | #VALUE! | #VALUE! | #VALUE! | #VALUE! | #VALUE! | #VALUE! | #N/A | #N/A | M13 | M17 | M23 | M31 |  |  | TRUE | #DIV/0! | #DIV/0! | 0 | TRUE | TRUE | TRUE | FALSE | TRUE | TRUE | 0 | #VALUE! | #VALUE! |  | #N/A | #N/A |  | 0 | 0 | 0 | 0 | 0 | 0 | 0 | 0 | 0 | 0 | 0 | 0 | 0 | 0 | 0 | 0 | 0 | 0 | 0 | #N/A | - S | #N/A | #N/A | #N/A | #N/A | 0 | #VALUE! | 0 | 0 | #VALUE! | #VALUE! | #VALUE! | #VALUE! | #VALUE! | 0 | #VALUE! | 1
[65 empty] | #VALUE! | #N/A | #N/A | #N/A | #N/A | #N/A | #N/A | #N/A | #N/A | #N/A | #N/A | 0 | #N/A | #N/A | #N/A | #N/A | #N/A | #N/A | #N/A | #N/A | #N/A | #N/A | 0 | #N/A | #VALUE! | #VALUE! |  | #VALUE! | 0 | #VALUE! | #VALUE! |  | #VALUE! | #N/A | #N/A | #N/A | #N/A | 0 | #VALUE! | 0 | 100 | 0 | #N/A | #N/A | #N/A | #N/A | #N/A | #N/A | #N/A | #N/A | 1 slot, 1 way | #N/A | 0 | #DIV/0! | #VALUE! | 0 | 0 | 0 | 2 | #N/A | #VALUE! | #VALUE! | #VALUE! | #VALUE! | #VALUE! | #VALUE! | #VALUE! | #N/A | #N/A | M13 | M17 | M23 | M31 |  |  | TRUE | #DIV/0! | #DIV/0! | 0 | TRUE | TRUE | TRUE | FALSE | TRUE | TRUE | 0 | #VALUE! | #VALUE! |  | #N/A | #N/A |  | 0 | 0 | 0 | 0 | 0 | 0 | 0 | 0 | 0 | 0 | 0 | 0 | 0 | 0 | 0 | 0 | 0 | 0 | 0 | #N/A | - S | #N/A | #N/A | #N/A | #N/A | 0 | #VALUE! | 0 | 0 | #VALUE! | #VALUE! | #VALUE! | #VALUE! | #VALUE! | 0 | #VALUE! | 1
[65 empty] | #VALUE! | #N/A | #N/A | #N/A | #N/A | #N/A | #N/A | #N/A | #N/A | #N/A | #N/A | 0 | #N/A | #N/A | #N/A | #N/A | #N/A | #N/A | #N/A | #N/A | #N/A | #N/A | 0 | #N/A | #VALUE! | #VALUE! |  | #VALUE! | 0 | #VALUE! | #VALUE! |  | #VALUE! | #N/A | #N/A | #N/A | #N/A | 0 | #VALUE! | 0 | 100 | 0 | #N/A | #N/A | #N/A | #N/A | #N/A | #N/A | #N/A | #N/A | 1 slot, 1 way | #N/A | 0 | #DIV/0! | #VALUE! | 0 | 0 | 0 | 2 | #N/A | #VALUE! | #VALUE! | #VALUE! | #VALUE! | #VALUE! | #VALUE! | #VALUE! | #N/A | #N/A | M13 | M17 | M23 | M31 |  |  | TRUE | #DIV/0! | #DIV/0! | 0 | TRUE | TRUE | TRUE | FALSE | TRUE | TRUE | 0 | #VALUE! | #VALUE! |  | #N/A | #N/A |  | 0 | 0 | 0 | 0 | 0 | 0 | 0 | 0 | 0 | 0 | 0 | 0 | 0 | 0 | 0 | 0 | 0 | 0 | 0 | #N/A | - S | #N/A | #N/A | #N/A | #N/A | 0 | #VALUE! | 0 | 0 | #VALUE! | #VALUE! | #VALUE! | #VALUE! | #VALUE! | 0 | #VALUE! | 1
[65 empty] | #VALUE! | #N/A | #N/A | #N/A | #N/A | #N/A | #N/A | #N/A | #N/A | #N/A | #N/A | 0 | #N/A | #N/A | #N/A | #N/A | #N/A | #N/A | #N/A | #N/A | #N/A | #N/A | 0 | #N/A | #VALUE! | #VALUE! |  | #VALUE! | 0 | #VALUE! | #VALUE! |  | #VALUE! | #N/A | #N/A | #N/A | #N/A | 0 | #VALUE! | 0 | 100 | 0 | #N/A | #N/A | #N/A | #N/A | #N/A | #N/A | #N/A | #N/A | 1 slot, 1 way | #N/A | 0 | #DIV/0! | #VALUE! | 0 | 0 | 0 | 2 | #N/A | #VALUE! | #VALUE! | #VALUE! | #VALUE! | #VALUE! | #VALUE! | #VALUE! | #N/A | #N/A | M13 | M17 | M23 | M31 |  |  | TRUE | #DIV/0! | #DIV/0! | 0 | TRUE | TRUE | TRUE | FALSE | TRUE | TRUE | 0 | #VALUE! | #VALUE! |  | #N/A | #N/A |  | 0 | 0 | 0 | 0 | 0 | 0 | 0 | 0 | 0 | 0 | 0 | 0 | 0 | 0 | 0 | 0 | 0 | 0 | 0 | #N/A | - S | #N/A | #N/A | #N/A | #N/A | 0 | #VALUE! | 0 | 0 | #VALUE! | #VALUE! | #VALUE! | #VALUE! | #VALUE! | 0 | #VALUE! | 1
[65 empty] | #VALUE! | #N/A | #N/A | #N/A | #N/A | #N/A | #N/A | #N/A | #N/A | #N/A | #N/A | 0 | #N/A | #N/A | #N/A | #N/A | #N/A | #N/A | #N/A | #N/A | #N/A | #N/A | 0 | #N/A | #VALUE! | #VALUE! |  | #VALUE! | 0 | #VALUE! | #VALUE! |  | #VALUE! | #N/A | #N/A | #N/A | #N/A | 0 | #VALUE! | 0 | 100 | 0 | #N/A | #N/A | #N/A | #N/A | #N/A | #N/A | #N/A | #N/A | 1 slot, 1 way | #N/A | 0 | #DIV/0! | #VALUE! | 0 | 0 | 0 | 2 | #N/A | #VALUE! | #VALUE! | #VALUE! | #VALUE! | #VALUE! | #VALUE! | #VALUE! | #N/A | #N/A | M13 | M17 | M23 | M31 |  |  | TRUE | #DIV/0! | #DIV/0! | 0 | TRUE | TRUE | TRUE | FALSE | TRUE | TRUE | 0 | #VALUE! | #VALUE! |  | #N/A | #N/A |  | 0 | 0 | 0 | 0 | 0 | 0 | 0 | 0 | 0 | 0 | 0 | 0 | 0 | 0 | 0 | 0 | 0 | 0 | 0 | #N/A | - S | #N/A | #N/A | #N/A | #N/A | 0 | #VALUE! | 0 | 0 | #VALUE! | #VALUE! | #VALUE! | #VALUE! | #VALUE! | 0 | #VALUE! | 1
[65 empty] | #VALUE! | #N/A | #N/A | #N/A | #N/A | #N/A | #N/A | #N/A | #N/A | #N/A | #N/A | 0 | #N/A | #N/A | #N/A | #N/A | #N/A | #N/A | #N/A | #N/A | #N/A | #N/A | 0 | #N/A | #VALUE! | #VALUE! |  | #VALUE! | 0 | #VALUE! | #VALUE! |  | #VALUE! | #N/A | #N/A | #N/A | #N/A | 0 | #VALUE! | 0 | 100 | 0 | #N/A | #N/A | #N/A | #N/A | #N/A | #N/A | #N/A | #N/A | 1 slot, 1 way | #N/A | 0 | #DIV/0! | #VALUE! | 0 | 0 | 0 | 2 | #N/A | #VALUE! | #VALUE! | #VALUE! | #VALUE! | #VALUE! | #VALUE! | #VALUE! | #N/A | #N/A | M13 | M17 | M23 | M31 |  |  | TRUE | #DIV/0! | #DIV/0! | 0 | TRUE | TRUE | TRUE | FALSE | TRUE | TRUE | 0 | #VALUE! | #VALUE! |  | #N/A | #N/A |  | 0 | 0 | 0 | 0 | 0 | 0 | 0 | 0 | 0 | 0 | 0 | 0 | 0 | 0 | 0 | 0 | 0 | 0 | 0 | #N/A | - S | #N/A | #N/A | #N/A | #N/A | 0 | #VALUE! | 0 | 0 | #VALUE! | #VALUE! | #VALUE! | #VALUE! | #VALUE! | 0 | #VALUE! | 1
[65 empty] | #VALUE! | #N/A | #N/A | #N/A | #N/A | #N/A | #N/A | #N/A | #N/A | #N/A | #N/A | 0 | #N/A | #N/A | #N/A | #N/A | #N/A | #N/A | #N/A | #N/A | #N/A | #N/A | 0 | #N/A | #VALUE! | #VALUE! |  | #VALUE! | 0 | #VALUE! | #VALUE! |  | #VALUE! | #N/A | #N/A | #N/A | #N/A | 0 | #VALUE! | 0 | 100 | 0 | #N/A | #N/A | #N/A | #N/A | #N/A | #N/A | #N/A | #N/A | 1 slot, 1 way | #N/A | 0 | #DIV/0! | #VALUE! | 0 | 0 | 0 | 2 | #N/A | #VALUE! | #VALUE! | #VALUE! | #VALUE! | #VALUE! | #VALUE! | #VALUE! | #N/A | #N/A | M13 | M17 | M23 | M31 |  |  | TRUE | #DIV/0! | #DIV/0! | 0 | TRUE | TRUE | TRUE | FALSE | TRUE | TRUE | 0 | #VALUE! | #VALUE! |  | #N/A | #N/A |  | 0 | 0 | 0 | 0 | 0 | 0 | 0 | 0 | 0 | 0 | 0 | 0 | 0 | 0 | 0 | 0 | 0 | 0 | 0 | #N/A | - S | #N/A | #N/A | #N/A | #N/A | 0 | #VALUE! | 0 | 0 | #VALUE! | #VALUE! | #VALUE! | #VALUE! | #VALUE! | 0 | #VALUE! | 1
[65 empty] | #VALUE! | #N/A | #N/A | #N/A | #N/A | #N/A | #N/A | #N/A | #N/A | #N/A | #N/A | 0 | #N/A | #N/A | #N/A | #N/A | #N/A | #N/A | #N/A | #N/A | #N/A | #N/A | 0 | #N/A | #VALUE! | #VALUE! |  | #VALUE! | 0 | #VALUE! | #VALUE! |  | #VALUE! | #N/A | #N/A | #N/A | #N/A | 0 | #VALUE! | 0 | 100 | 0 | #N/A | #N/A | #N/A | #N/A | #N/A | #N/A | #N/A | #N/A | 1 slot, 1 way | #N/A | 0 | #DIV/0! | #VALUE! | 0 | 0 | 0 | 2 | #N/A | #VALUE! | #VALUE! | #VALUE! | #VALUE! | #VALUE! | #VALUE! | #VALUE! | #N/A | #N/A | M13 | M17 | M23 | M31 |  |  | TRUE | #DIV/0! | #DIV/0! | 0 | TRUE | TRUE | TRUE | FALSE | TRUE | TRUE | 0 | #VALUE! | #VALUE! |  | #N/A | #N/A |  | 0 | 0 | 0 | 0 | 0 | 0 | 0 | 0 | 0 | 0 | 0 | 0 | 0 | 0 | 0 | 0 | 0 | 0 | 0 | #N/A | - S | #N/A | #N/A | #N/A | #N/A | 0 | #VALUE! | 0 | 0 | #VALUE! | #VALUE! | #VALUE! | #VALUE! | #VALUE! | 0 | #VALUE! | 1
[65 empty] | #VALUE! | #N/A | #N/A | #N/A | #N/A | #N/A | #N/A | #N/A | #N/A | #N/A | #N/A | 0 | #N/A | #N/A | #N/A | #N/A | #N/A | #N/A | #N/A | #N/A | #N/A | #N/A | 0 | #N/A | #VALUE! | #VALUE! |  | #VALUE! | 0 | #VALUE! | #VALUE! |  | #VALUE! | #N/A | #N/A | #N/A | #N/A | 0 | #VALUE! | 0 | 100 | 0 | #N/A | #N/A | #N/A | #N/A | #N/A | #N/A | #N/A | #N/A | 1 slot, 1 way | #N/A | 0 | #DIV/0! | #VALUE! | 0 | 0 | 0 | 2 | #N/A | #VALUE! | #VALUE! | #VALUE! | #VALUE! | #VALUE! | #VALUE! | #VALUE! | #N/A | #N/A | M13 | M17 | M23 | M31 |  |  | TRUE | #DIV/0! | #DIV/0! | 0 | TRUE | TRUE | TRUE | FALSE | TRUE | TRUE | 0 | #VALUE! | #VALUE! |  | #N/A | #N/A |  | 0 | 0 | 0 | 0 | 0 | 0 | 0 | 0 | 0 | 0 | 0 | 0 | 0 | 0 | 0 | 0 | 0 | 0 | 0 | #N/A | - S | #N/A | #N/A | #N/A | #N/A | 0 | #VALUE! | 0 | 0 | #VALUE! | #VALUE! | #VALUE! | #VALUE! | #VALUE! | 0 | #VALUE! | 1
[65 empty] | #VALUE! | #N/A | #N/A | #N/A | #N/A | #N/A | #N/A | #N/A | #N/A | #N/A | #N/A | 0 | #N/A | #N/A | #N/A | #N/A | #N/A | #N/A | #N/A | #N/A | #N/A | #N/A | 0 | #N/A | #VALUE! | #VALUE! |  | #VALUE! | 0 | #VALUE! | #VALUE! |  | #VALUE! | #N/A | #N/A | #N/A | #N/A | 0 | #VALUE! | 0 | 100 | 0 | #N/A | #N/A | #N/A | #N/A | #N/A | #N/A | #N/A | #N/A | 1 slot, 1 way | #N/A | 0 | #DIV/0! | #VALUE! | 0 | 0 | 0 | 2 | #N/A | #VALUE! | #VALUE! | #VALUE! | #VALUE! | #VALUE! | #VALUE! | #VALUE! | #N/A | #N/A | M13 | M17 | M23 | M31 |  |  | TRUE | #DIV/0! | #DIV/0! | 0 | TRUE | TRUE | TRUE | FALSE | TRUE | TRUE | 0 | #VALUE! | #VALUE! |  | #N/A | #N/A |  | 0 | 0 | 0 | 0 | 0 | 0 | 0 | 0 | 0 | 0 | 0 | 0 | 0 | 0 | 0 | 0 | 0 | 0 | 0 | #N/A | - S | #N/A | #N/A | #N/A | #N/A | 0 | #VALUE! | 0 | 0 | #VALUE! | #VALUE! | #VALUE! | #VALUE! | #VALUE! | 0 | #VALUE! | 1
[65 empty] | #VALUE! | #N/A | #N/A | #N/A | #N/A | #N/A | #N/A | #N/A | #N/A | #N/A | #N/A | 0 | #N/A | #N/A | #N/A | #N/A | #N/A | #N/A | #N/A | #N/A | #N/A | #N/A | 0 | #N/A | #VALUE! | #VALUE! |  | #VALUE! | 0 | #VALUE! | #VALUE! |  | #VALUE! | #N/A | #N/A | #N/A | #N/A | 0 | #VALUE! | 0 | 100 | 0 | #N/A | #N/A | #N/A | #N/A | #N/A | #N/A | #N/A | #N/A | 1 slot, 1 way | #N/A | 0 | #DIV/0! | #VALUE! | 0 | 0 | 0 | 2 | #N/A | #VALUE! | #VALUE! | #VALUE! | #VALUE! | #VALUE! | #VALUE! | #VALUE! | #N/A | #N/A | M13 | M17 | M23 | M31 |  |  | TRUE | #DIV/0! | #DIV/0! | 0 | TRUE | TRUE | TRUE | FALSE | TRUE | TRUE | 0 | #VALUE! | #VALUE! |  | #N/A | #N/A |  | 0 | 0 | 0 | 0 | 0 | 0 | 0 | 0 | 0 | 0 | 0 | 0 | 0 | 0 | 0 | 0 | 0 | 0 | 0 | #N/A | - S | #N/A | #N/A | #N/A | #N/A | 0 | #VALUE! | 0 | 0 | #VALUE! | #VALUE! | #VALUE! | #VALUE! | #VALUE! | 0 | #VALUE! | 1
[65 empty] | #VALUE! | #N/A | #N/A | #N/A | #N/A | #N/A | #N/A | #N/A | #N/A | #N/A | #N/A | 0 | #N/A | #N/A | #N/A | #N/A | #N/A | #N/A | #N/A | #N/A | #N/A | #N/A | 0 | #N/A | #VALUE! | #VALUE! |  | #VALUE! | 0 | #VALUE! | #VALUE! |  | #VALUE! | #N/A | #N/A | #N/A | #N/A | 0 | #VALUE! | 0 | 100 | 0 | #N/A | #N/A | #N/A | #N/A | #N/A | #N/A | #N/A | #N/A | 1 slot, 1 way | #N/A | 0 | #DIV/0! | #VALUE! | 0 | 0 | 0 | 2 | #N/A | #VALUE! | #VALUE! | #VALUE! | #VALUE! | #VALUE! | #VALUE! | #VALUE! | #N/A | #N/A | M13 | M17 | M23 | M31 |  |  | TRUE | #DIV/0! | #DIV/0! | 0 | TRUE | TRUE | TRUE | FALSE | TRUE | TRUE | 0 | #VALUE! | #VALUE! |  | #N/A | #N/A |  | 0 | 0 | 0 | 0 | 0 | 0 | 0 | 0 | 0 | 0 | 0 | 0 | 0 | 0 | 0 | 0 | 0 | 0 | 0 | #N/A | - S | #N/A | #N/A | #N/A | #N/A | 0 | #VALUE! | 0 | 0 | #VALUE! | #VALUE! | #VALUE! | #VALUE! | #VALUE! | 0 | #VALUE! | 1
[65 empty] | #VALUE! | #N/A | #N/A | #N/A | #N/A | #N/A | #N/A | #N/A | #N/A | #N/A | #N/A | 0 | #N/A | #N/A | #N/A | #N/A | #N/A | #N/A | #N/A | #N/A | #N/A | #N/A | 0 | #N/A | #VALUE! | #VALUE! |  | #VALUE! | 0 | #VALUE! | #VALUE! |  | #VALUE! | #N/A | #N/A | #N/A | #N/A | 0 | #VALUE! | 0 | 100 | 0 | #N/A | #N/A | #N/A | #N/A | #N/A | #N/A | #N/A | #N/A | 1 slot, 1 way | #N/A | 0 | #DIV/0! | #VALUE! | 0 | 0 | 0 | 2 | #N/A | #VALUE! | #VALUE! | #VALUE! | #VALUE! | #VALUE! | #VALUE! | #VALUE! | #N/A | #N/A | M13 | M17 | M23 | M31 |  |  | TRUE | #DIV/0! | #DIV/0! | 0 | TRUE | TRUE | TRUE | FALSE | TRUE | TRUE | 0 | #VALUE! | #VALUE! |  | #N/A | #N/A |  | 0 | 0 | 0 | 0 | 0 | 0 | 0 | 0 | 0 | 0 | 0 | 0 | 0 | 0 | 0 | 0 | 0 | 0 | 0 | #N/A | - S | #N/A | #N/A | #N/A | #N/A | 0 | #VALUE! | 0 | 0 | #VALUE! | #VALUE! | #VALUE! | #VALUE! | #VALUE! | 0 | #VALUE! | 1
[65 empty] | #VALUE! | #N/A | #N/A | #N/A | #N/A | #N/A | #N/A | #N/A | #N/A | #N/A | #N/A | 0 | #N/A | #N/A | #N/A | #N/A | #N/A | #N/A | #N/A | #N/A | #N/A | #N/A | 0 | #N/A | #VALUE! | #VALUE! |  | #VALUE! | 0 | #VALUE! | #VALUE! |  | #VALUE! | #N/A | #N/A | #N/A | #N/A | 0 | #VALUE! | 0 | 100 | 0 | #N/A | #N/A | #N/A | #N/A | #N/A | #N/A | #N/A | #N/A | 1 slot, 1 way | #N/A | 0 | #DIV/0! | #VALUE! | 0 | 0 | 0 | 2 | #N/A | #VALUE! | #VALUE! | #VALUE! | #VALUE! | #VALUE! | #VALUE! | #VALUE! | #N/A | #N/A | M13 | M17 | M23 | M31 |  |  | TRUE | #DIV/0! | #DIV/0! | 0 | TRUE | TRUE | TRUE | FALSE | TRUE | TRUE | 0 | #VALUE! | #VALUE! |  | #N/A | #N/A |  | 0 | 0 | 0 | 0 | 0 | 0 | 0 | 0 | 0 | 0 | 0 | 0 | 0 | 0 | 0 | 0 | 0 | 0 | 0 | #N/A | - S | #N/A | #N/A | #N/A | #N/A | 0 | #VALUE! | 0 | 0 | #VALUE! | #VALUE! | #VALUE! | #VALUE! | #VALUE! | 0 | #VALUE! | 1
[65 empty] | #VALUE! | #N/A | #N/A | #N/A | #N/A | #N/A | #N/A | #N/A | #N/A | #N/A | #N/A | 0 | #N/A | #N/A | #N/A | #N/A | #N/A | #N/A | #N/A | #N/A | #N/A | #N/A | 0 | #N/A | #VALUE! | #VALUE! |  | #VALUE! | 0 | #VALUE! | #VALUE! |  | #VALUE! | #N/A | #N/A | #N/A | #N/A | 0 | #VALUE! | 0 | 100 | 0 | #N/A | #N/A | #N/A | #N/A | #N/A | #N/A | #N/A | #N/A | 1 slot, 1 way | #N/A | 0 | #DIV/0! | #VALUE! | 0 | 0 | 0 | 2 | #N/A | #VALUE! | #VALUE! | #VALUE! | #VALUE! | #VALUE! | #VALUE! | #VALUE! | #N/A | #N/A | M13 | M17 | M23 | M31 |  |  | TRUE | #DIV/0! | #DIV/0! | 0 | TRUE | TRUE | TRUE | FALSE | TRUE | TRUE | 0 | #VALUE! | #VALUE! |  | #N/A | #N/A |  | 0 | 0 | 0 | 0 | 0 | 0 | 0 | 0 | 0 | 0 | 0 | 0 | 0 | 0 | 0 | 0 | 0 | 0 | 0 | #N/A | - S | #N/A | #N/A | #N/A | #N/A | 0 | #VALUE! | 0 | 0 | #VALUE! | #VALUE! | #VALUE! | #VALUE! | #VALUE! | 0 | #VALUE! | 1
[65 empty] | #VALUE! | #N/A | #N/A | #N/A | #N/A | #N/A | #N/A | #N/A | #N/A | #N/A | #N/A | 0 | #N/A | #N/A | #N/A | #N/A | #N/A | #N/A | #N/A | #N/A | #N/A | #N/A | 0 | #N/A | #VALUE! | #VALUE! |  | #VALUE! | 0 | #VALUE! | #VALUE! |  | #VALUE! | #N/A | #N/A | #N/A | #N/A | 0 | #VALUE! | 0 | 100 | 0 | #N/A | #N/A | #N/A | #N/A | #N/A | #N/A | #N/A | #N/A | 1 slot, 1 way | #N/A | 0 | #DIV/0! | #VALUE! | 0 | 0 | 0 | 2 | #N/A | #VALUE! | #VALUE! | #VALUE! | #VALUE! | #VALUE! | #VALUE! | #VALUE! | #N/A | #N/A | M13 | M17 | M23 | M31 |  |  | TRUE | #DIV/0! | #DIV/0! | 0 | TRUE | TRUE | TRUE | FALSE | TRUE | TRUE | 0 | #VALUE! | #VALUE! |  | #N/A | #N/A |  | 0 | 0 | 0 | 0 | 0 | 0 | 0 | 0 | 0 | 0 | 0 | 0 | 0 | 0 | 0 | 0 | 0 | 0 | 0 | #N/A | - S | #N/A | #N/A | #N/A | #N/A | 0 | #VALUE! | 0 | 0 | #VALUE! | #VALUE! | #VALUE! | #VALUE! | #VALUE! | 0 | #VALUE! | 1
[65 empty] | #VALUE! | #N/A | #N/A | #N/A | #N/A | #N/A | #N/A | #N/A | #N/A | #N/A | #N/A | 0 | #N/A | #N/A | #N/A | #N/A | #N/A | #N/A | #N/A | #N/A | #N/A | #N/A | 0 | #N/A | #VALUE! | #VALUE! |  | #VALUE! | 0 | #VALUE! | #VALUE! |  | #VALUE! | #N/A | #N/A | #N/A | #N/A | 0 | #VALUE! | 0 | 100 | 0 | #N/A | #N/A | #N/A | #N/A | #N/A | #N/A | #N/A | #N/A | 1 slot, 1 way | #N/A | 0 | #DIV/0! | #VALUE! | 0 | 0 | 0 | 2 | #N/A | #VALUE! | #VALUE! | #VALUE! | #VALUE! | #VALUE! | #VALUE! | #VALUE! | #N/A | #N/A | M13 | M17 | M23 | M31 |  |  | TRUE | #DIV/0! | #DIV/0! | 0 | TRUE | TRUE | TRUE | FALSE | TRUE | TRUE | 0 | #VALUE! | #VALUE! |  | #N/A | #N/A |  | 0 | 0 | 0 | 0 | 0 | 0 | 0 | 0 | 0 | 0 | 0 | 0 | 0 | 0 | 0 | 0 | 0 | 0 | 0 | #N/A | - S | #N/A | #N/A | #N/A | #N/A | 0 | #VALUE! | 0 | 0 | #VALUE! | #VALUE! | #VALUE! | #VALUE! | #VALUE! | 0 | #VALUE! | 1
[65 empty] | #VALUE! | #N/A | #N/A | #N/A | #N/A | #N/A | #N/A | #N/A | #N/A | #N/A | #N/A | 0 | #N/A | #N/A | #N/A | #N/A | #N/A | #N/A | #N/A | #N/A | #N/A | #N/A | 0 | #N/A | #VALUE! | #VALUE! |  | #VALUE! | 0 | #VALUE! | #VALUE! |  | #VALUE! | #N/A | #N/A | #N/A | #N/A | 0 | #VALUE! | 0 | 100 | 0 | #N/A | #N/A | #N/A | #N/A | #N/A | #N/A | #N/A | #N/A | 1 slot, 1 way | #N/A | 0 | #DIV/0! | #VALUE! | 0 | 0 | 0 | 2 | #N/A | #VALUE! | #VALUE! | #VALUE! | #VALUE! | #VALUE! | #VALUE! | #VALUE! | #N/A | #N/A | M13 | M17 | M23 | M31 |  |  | TRUE | #DIV/0! | #DIV/0! | 0 | TRUE | TRUE | TRUE | FALSE | TRUE | TRUE | 0 | #VALUE! | #VALUE! |  | #N/A | #N/A |  | 0 | 0 | 0 | 0 | 0 | 0 | 0 | 0 | 0 | 0 | 0 | 0 | 0 | 0 | 0 | 0 | 0 | 0 | 0 | #N/A | - S | #N/A | #N/A | #N/A | #N/A | 0 | #VALUE! | 0 | 0 | #VALUE! | #VALUE! | #VALUE! | #VALUE! | #VALUE! | 0 | #VALUE! | 1
[65 empty] | #VALUE! | #N/A | #N/A | #N/A | #N/A | #N/A | #N/A | #N/A | #N/A | #N/A | #N/A | 0 | #N/A | #N/A | #N/A | #N/A | #N/A | #N/A | #N/A | #N/A | #N/A | #N/A | 0 | #N/A | #VALUE! | #VALUE! |  | #VALUE! | 0 | #VALUE! | #VALUE! |  | #VALUE! | #N/A | #N/A | #N/A | #N/A | 0 | #VALUE! | 0 | 100 | 0 | #N/A | #N/A | #N/A | #N/A | #N/A | #N/A | #N/A | #N/A | 1 slot, 1 way | #N/A | 0 | #DIV/0! | #VALUE! | 0 | 0 | 0 | 2 | #N/A | #VALUE! | #VALUE! | #VALUE! | #VALUE! | #VALUE! | #VALUE! | #VALUE! | #N/A | #N/A | M13 | M17 | M23 | M31 |  |  | TRUE | #DIV/0! | #DIV/0! | 0 | TRUE | TRUE | TRUE | FALSE | TRUE | TRUE | 0 | #VALUE! | #VALUE! |  | #N/A | #N/A |  | 0 | 0 | 0 | 0 | 0 | 0 | 0 | 0 | 0 | 0 | 0 | 0 | 0 | 0 | 0 | 0 | 0 | 0 | 0 | #N/A | - S | #N/A | #N/A | #N/A | #N/A | 0 | #VALUE! | 0 | 0 | #VALUE! | #VALUE! | #VALUE! | #VALUE! | #VALUE! | 0 | #VALUE! | 1
[65 empty] | #VALUE! | #N/A | #N/A | #N/A | #N/A | #N/A | #N/A | #N/A | #N/A | #N/A | #N/A | 0 | #N/A | #N/A | #N/A | #N/A | #N/A | #N/A | #N/A | #N/A | #N/A | #N/A | 0 | #N/A | #VALUE! | #VALUE! |  | #VALUE! | 0 | #VALUE! | #VALUE! |  | #VALUE! | #N/A | #N/A | #N/A | #N/A | 0 | #VALUE! | 0 | 100 | 0 | #N/A | #N/A | #N/A | #N/A | #N/A | #N/A | #N/A | #N/A | 1 slot, 1 way | #N/A | 0 | #DIV/0! | #VALUE! | 0 | 0 | 0 | 2 | #N/A | #VALUE! | #VALUE! | #VALUE! | #VALUE! | #VALUE! | #VALUE! | #VALUE! | #N/A | #N/A | M13 | M17 | M23 | M31 |  |  | TRUE | #DIV/0! | #DIV/0! | 0 | TRUE | TRUE | TRUE | FALSE | TRUE | TRUE | 0 | #VALUE! | #VALUE! |  | #N/A | #N/A |  | 0 | 0 | 0 | 0 | 0 | 0 | 0 | 0 | 0 | 0 | 0 | 0 | 0 | 0 | 0 | 0 | 0 | 0 | 0 | #N/A | - S | #N/A | #N/A | #N/A | #N/A | 0 | #VALUE! | 0 | 0 | #VALUE! | #VALUE! | #VALUE! | #VALUE! | #VALUE! | 0 | #VALUE! | 1
[65 empty] | #VALUE! | #N/A | #N/A | #N/A | #N/A | #N/A | #N/A | #N/A | #N/A | #N/A | #N/A | 0 | #N/A | #N/A | #N/A | #N/A | #N/A | #N/A | #N/A | #N/A | #N/A | #N/A | 0 | #N/A | #VALUE! | #VALUE! |  | #VALUE! | 0 | #VALUE! | #VALUE! |  | #VALUE! | #N/A | #N/A | #N/A | #N/A | 0 | #VALUE! | 0 | 100 | 0 | #N/A | #N/A | #N/A | #N/A | #N/A | #N/A | #N/A | #N/A | 1 slot, 1 way | #N/A | 0 | #DIV/0! | #VALUE! | 0 | 0 | 0 | 2 | #N/A | #VALUE! | #VALUE! | #VALUE! | #VALUE! | #VALUE! | #VALUE! | #VALUE! | #N/A | #N/A | M13 | M17 | M23 | M31 |  |  | TRUE | #DIV/0! | #DIV/0! | 0 | TRUE | TRUE | TRUE | FALSE | TRUE | TRUE | 0 | #VALUE! | #VALUE! |  | #N/A | #N/A |  | 0 | 0 | 0 | 0 | 0 | 0 | 0 | 0 | 0 | 0 | 0 | 0 | 0 | 0 | 0 | 0 | 0 | 0 | 0 | #N/A | - S | #N/A | #N/A | #N/A | #N/A | 0 | #VALUE! | 0 | 0 | #VALUE! | #VALUE! | #VALUE! | #VALUE! | #VALUE! | 0 | #VALUE! | 1
[65 empty] | #VALUE! | #N/A | #N/A | #N/A | #N/A | #N/A | #N/A | #N/A | #N/A | #N/A | #N/A | 0 | #N/A | #N/A | #N/A | #N/A | #N/A | #N/A | #N/A | #N/A | #N/A | #N/A | 0 | #N/A | #VALUE! | #VALUE! |  | #VALUE! | 0 | #VALUE! | #VALUE! |  | #VALUE! | #N/A | #N/A | #N/A | #N/A | 0 | #VALUE! | 0 | 100 | 0 | #N/A | #N/A | #N/A | #N/A | #N/A | #N/A | #N/A | #N/A | 1 slot, 1 way | #N/A | 0 | #DIV/0! | #VALUE! | 0 | 0 | 0 | 2 | #N/A | #VALUE! | #VALUE! | #VALUE! | #VALUE! | #VALUE! | #VALUE! | #VALUE! | #N/A | #N/A | M13 | M17 | M23 | M31 |  |  | TRUE | #DIV/0! | #DIV/0! | 0 | TRUE | TRUE | TRUE | FALSE | TRUE | TRUE | 0 | #VALUE! | #VALUE! |  | #N/A | #N/A |  | 0 | 0 | 0 | 0 | 0 | 0 | 0 | 0 | 0 | 0 | 0 | 0 | 0 | 0 | 0 | 0 | 0 | 0 | 0 | #N/A | - S | #N/A | #N/A | #N/A | #N/A | 0 | #VALUE! | 0 | 0 | #VALUE! | #VALUE! | #VALUE! | #VALUE! | #VALUE! | 0 | #VALUE! | 1
[65 empty] | #VALUE! | #N/A | #N/A | #N/A | #N/A | #N/A | #N/A | #N/A | #N/A | #N/A | #N/A | 0 | #N/A | #N/A | #N/A | #N/A | #N/A | #N/A | #N/A | #N/A | #N/A | #N/A | 0 | #N/A | #VALUE! | #VALUE! |  | #VALUE! | 0 | #VALUE! | #VALUE! |  | #VALUE! | #N/A | #N/A | #N/A | #N/A | 0 | #VALUE! | 0 | 100 | 0 | #N/A | #N/A | #N/A | #N/A | #N/A | #N/A | #N/A | #N/A | 1 slot, 1 way | #N/A | 0 | #DIV/0! | #VALUE! | 0 | 0 | 0 | 2 | #N/A | #VALUE! | #VALUE! | #VALUE! | #VALUE! | #VALUE! | #VALUE! | #VALUE! | #N/A | #N/A | M13 | M17 | M23 | M31 |  |  | TRUE | #DIV/0! | #DIV/0! | 0 | TRUE | TRUE | TRUE | FALSE | TRUE | TRUE | 0 | #VALUE! | #VALUE! |  | #N/A | #N/A |  | 0 | 0 | 0 | 0 | 0 | 0 | 0 | 0 | 0 | 0 | 0 | 0 | 0 | 0 | 0 | 0 | 0 | 0 | 0 | #N/A | - S | #N/A | #N/A | #N/A | #N/A | 0 | #VALUE! | 0 | 0 | #VALUE! | #VALUE! | #VALUE! | #VALUE! | #VALUE! | 0 | #VALUE! | 1
[65 empty] | #VALUE! | #N/A | #N/A | #N/A | #N/A | #N/A | #N/A | #N/A | #N/A | #N/A | #N/A | 0 | #N/A | #N/A | #N/A | #N/A | #N/A | #N/A | #N/A | #N/A | #N/A | #N/A | 0 | #N/A | #VALUE! | #VALUE! |  | #VALUE! | 0 | #VALUE! | #VALUE! |  | #VALUE! | #N/A | #N/A | #N/A | #N/A | 0 | #VALUE! | 0 | 100 | 0 | #N/A | #N/A | #N/A | #N/A | #N/A | #N/A | #N/A | #N/A | 1 slot, 1 way | #N/A | 0 | #DIV/0! | #VALUE! | 0 | 0 | 0 | 2 | #N/A | #VALUE! | #VALUE! | #VALUE! | #VALUE! | #VALUE! | #VALUE! | #VALUE! | #N/A | #N/A | M13 | M17 | M23 | M31 |  |  | TRUE | #DIV/0! | #DIV/0! | 0 | TRUE | TRUE | TRUE | FALSE | TRUE | TRUE | 0 | #VALUE! | #VALUE! |  | #N/A | #N/A |  | 0 | 0 | 0 | 0 | 0 | 0 | 0 | 0 | 0 | 0 | 0 | 0 | 0 | 0 | 0 | 0 | 0 | 0 | 0 | #N/A | - S | #N/A | #N/A | #N/A | #N/A | 0 | #VALUE! | 0 | 0 | #VALUE! | #VALUE! | #VALUE! | #VALUE! | #VALUE! | 0 | #VALUE! | 1
[65 empty] | #VALUE! | #N/A | #N/A | #N/A | #N/A | #N/A | #N/A | #N/A | #N/A | #N/A | #N/A | 0 | #N/A | #N/A | #N/A | #N/A | #N/A | #N/A | #N/A | #N/A | #N/A | #N/A | 0 | #N/A | #VALUE! | #VALUE! |  | #VALUE! | 0 | #VALUE! | #VALUE! |  | #VALUE! | #N/A | #N/A | #N/A | #N/A | 0 | #VALUE! | 0 | 100 | 0 | #N/A | #N/A | #N/A | #N/A | #N/A | #N/A | #N/A | #N/A | 1 slot, 1 way | #N/A | 0 | #DIV/0! | #VALUE! | 0 | 0 | 0 | 2 | #N/A | #VALUE! | #VALUE! | #VALUE! | #VALUE! | #VALUE! | #VALUE! | #VALUE! | #N/A | #N/A | M13 | M17 | M23 | M31 |  |  | TRUE | #DIV/0! | #DIV/0! | 0 | TRUE | TRUE | TRUE | FALSE | TRUE | TRUE | 0 | #VALUE! | #VALUE! |  | #N/A | #N/A |  | 0 | 0 | 0 | 0 | 0 | 0 | 0 | 0 | 0 | 0 | 0 | 0 | 0 | 0 | 0 | 0 | 0 | 0 | 0 | #N/A | - S | #N/A | #N/A | #N/A | #N/A | 0 | #VALUE! | 0 | 0 | #VALUE! | #VALUE! | #VALUE! | #VALUE! | #VALUE! | 0 | #VALUE! | 1
[65 empty] | #VALUE! | #N/A | #N/A | #N/A | #N/A | #N/A | #N/A | #N/A | #N/A | #N/A | #N/A | 0 | #N/A | #N/A | #N/A | #N/A | #N/A | #N/A | #N/A | #N/A | #N/A | #N/A | 0 | #N/A | #VALUE! | #VALUE! |  | #VALUE! | 0 | #VALUE! | #VALUE! |  | #VALUE! | #N/A | #N/A | #N/A | #N/A | 0 | #VALUE! | 0 | 100 | 0 | #N/A | #N/A | #N/A | #N/A | #N/A | #N/A | #N/A | #N/A | 1 slot, 1 way | #N/A | 0 | #DIV/0! | #VALUE! | 0 | 0 | 0 | 2 | #N/A | #VALUE! | #VALUE! | #VALUE! | #VALUE! | #VALUE! | #VALUE! | #VALUE! | #N/A | #N/A | M13 | M17 | M23 | M31 |  |  | TRUE | #DIV/0! | #DIV/0! | 0 | TRUE | TRUE | TRUE | FALSE | TRUE | TRUE | 0 | #VALUE! | #VALUE! |  | #N/A | #N/A |  | 0 | 0 | 0 | 0 | 0 | 0 | 0 | 0 | 0 | 0 | 0 | 0 | 0 | 0 | 0 | 0 | 0 | 0 | 0 | #N/A | - S | #N/A | #N/A | #N/A | #N/A | 0 | #VALUE! | 0 | 0 | #VALUE! | #VALUE! | #VALUE! | #VALUE! | #VALUE! | 0 | #VALUE! | 1
[65 empty] | #VALUE! | #N/A | #N/A | #N/A | #N/A | #N/A | #N/A | #N/A | #N/A | #N/A | #N/A | 0 | #N/A | #N/A | #N/A | #N/A | #N/A | #N/A | #N/A | #N/A | #N/A | #N/A | 0 | #N/A | #VALUE! | #VALUE! |  | #VALUE! | 0 | #VALUE! | #VALUE! |  | #VALUE! | #N/A | #N/A | #N/A | #N/A | 0 | #VALUE! | 0 | 100 | 0 | #N/A | #N/A | #N/A | #N/A | #N/A | #N/A | #N/A | #N/A | 1 slot, 1 way | #N/A | 0 | #DIV/0! | #VALUE! | 0 | 0 | 0 | 2 | #N/A | #VALUE! | #VALUE! | #VALUE! | #VALUE! | #VALUE! | #VALUE! | #VALUE! | #N/A | #N/A | M13 | M17 | M23 | M31 |  |  | TRUE | #DIV/0! | #DIV/0! | 0 | TRUE | TRUE | TRUE | FALSE | TRUE | TRUE | 0 | #VALUE! | #VALUE! |  | #N/A | #N/A |  | 0 | 0 | 0 | 0 | 0 | 0 | 0 | 0 | 0 | 0 | 0 | 0 | 0 | 0 | 0 | 0 | 0 | 0 | 0 | #N/A | - S | #N/A | #N/A | #N/A | #N/A | 0 | #VALUE! | 0 | 0 | #VALUE! | #VALUE! | #VALUE! | #VALUE! | #VALUE! | 0 | #VALUE! | 1
[65 empty] | #VALUE! | #N/A | #N/A | #N/A | #N/A | #N/A | #N/A | #N/A | #N/A | #N/A | #N/A | 0 | #N/A | #N/A | #N/A | #N/A | #N/A | #N/A | #N/A | #N/A | #N/A | #N/A | 0 | #N/A | #VALUE! | #VALUE! |  | #VALUE! | 0 | #VALUE! | #VALUE! |  | #VALUE! | #N/A | #N/A | #N/A | #N/A | 0 | #VALUE! | 0 | 100 | 0 | #N/A | #N/A | #N/A | #N/A | #N/A | #N/A | #N/A | #N/A | 1 slot, 1 way | #N/A | 0 | #DIV/0! | #VALUE! | 0 | 0 | 0 | 2 | #N/A | #VALUE! | #VALUE! | #VALUE! | #VALUE! | #VALUE! | #VALUE! | #VALUE! | #N/A | #N/A | M13 | M17 | M23 | M31 |  |  | TRUE | #DIV/0! | #DIV/0! | 0 | TRUE | TRUE | TRUE | FALSE | TRUE | TRUE | 0 | #VALUE! | #VALUE! |  | #N/A | #N/A |  | 0 | 0 | 0 | 0 | 0 | 0 | 0 | 0 | 0 | 0 | 0 | 0 | 0 | 0 | 0 | 0 | 0 | 0 | 0 | #N/A | - S | #N/A | #N/A | #N/A | #N/A | 0 | #VALUE! | 0 | 0 | #VALUE! | #VALUE! | #VALUE! | #VALUE! | #VALUE! | 0 | #VALUE! | 1
[65 empty] | #VALUE! | #N/A | #N/A | #N/A | #N/A | #N/A | #N/A | #N/A | #N/A | #N/A | #N/A | 0 | #N/A | #N/A | #N/A | #N/A | #N/A | #N/A | #N/A | #N/A | #N/A | #N/A | 0 | #N/A | #VALUE! | #VALUE! |  | #VALUE! | 0 | #VALUE! | #VALUE! |  | #VALUE! | #N/A | #N/A | #N/A | #N/A | 0 | #VALUE! | 0 | 100 | 0 | #N/A | #N/A | #N/A | #N/A | #N/A | #N/A | #N/A | #N/A | 1 slot, 1 way | #N/A | 0 | #DIV/0! | #VALUE! | 0 | 0 | 0 | 2 | #N/A | #VALUE! | #VALUE! | #VALUE! | #VALUE! | #VALUE! | #VALUE! | #VALUE! | #N/A | #N/A | M13 | M17 | M23 | M31 |  |  | TRUE | #DIV/0! | #DIV/0! | 0 | TRUE | TRUE | TRUE | FALSE | TRUE | TRUE | 0 | #VALUE! | #VALUE! |  | #N/A | #N/A |  | 0 | 0 | 0 | 0 | 0 | 0 | 0 | 0 | 0 | 0 | 0 | 0 | 0 | 0 | 0 | 0 | 0 | 0 | 0 | #N/A | - S | #N/A | #N/A | #N/A | #N/A | 0 | #VALUE! | 0 | 0 | #VALUE! | #VALUE! | #VALUE! | #VALUE! | #VALUE! | 0 | #VALUE! | 1
[65 empty] | #VALUE! | #N/A | #N/A | #N/A | #N/A | #N/A | #N/A | #N/A | #N/A | #N/A | #N/A | 0 | #N/A | #N/A | #N/A | #N/A | #N/A | #N/A | #N/A | #N/A | #N/A | #N/A | 0 | #N/A | #VALUE! | #VALUE! |  | #VALUE! | 0 | #VALUE! | #VALUE! |  | #VALUE! | #N/A | #N/A | #N/A | #N/A | 0 | #VALUE! | 0 | 100 | 0 | #N/A | #N/A | #N/A | #N/A | #N/A | #N/A | #N/A | #N/A | 1 slot, 1 way | #N/A | 0 | #DIV/0! | #VALUE! | 0 | 0 | 0 | 2 | #N/A | #VALUE! | #VALUE! | #VALUE! | #VALUE! | #VALUE! | #VALUE! | #VALUE! | #N/A | #N/A | M13 | M17 | M23 | M31 |  |  | TRUE | #DIV/0! | #DIV/0! | 0 | TRUE | TRUE | TRUE | FALSE | TRUE | TRUE | 0 | #VALUE! | #VALUE! |  | #N/A | #N/A |  | 0 | 0 | 0 | 0 | 0 | 0 | 0 | 0 | 0 | 0 | 0 | 0 | 0 | 0 | 0 | 0 | 0 | 0 | 0 | #N/A | - S | #N/A | #N/A | #N/A | #N/A | 0 | #VALUE! | 0 | 0 | #VALUE! | #VALUE! | #VALUE! | #VALUE! | #VALUE! | 0 | #VALUE! | 1
[65 empty] | #VALUE! | #N/A | #N/A | #N/A | #N/A | #N/A | #N/A | #N/A | #N/A | #N/A | #N/A | 0 | #N/A | #N/A | #N/A | #N/A | #N/A | #N/A | #N/A | #N/A | #N/A | #N/A | 0 | #N/A | #VALUE! | #VALUE! |  | #VALUE! | 0 | #VALUE! | #VALUE! |  | #VALUE! | #N/A | #N/A | #N/A | #N/A | 0 | #VALUE! | 0 | 100 | 0 | #N/A | #N/A | #N/A | #N/A | #N/A | #N/A | #N/A | #N/A | 1 slot, 1 way | #N/A | 0 | #DIV/0! | #VALUE! | 0 | 0 | 0 | 2 | #N/A | #VALUE! | #VALUE! | #VALUE! | #VALUE! | #VALUE! | #VALUE! | #VALUE! | #N/A | #N/A | M13 | M17 | M23 | M31 |  |  | TRUE | #DIV/0! | #DIV/0! | 0 | TRUE | TRUE | TRUE | FALSE | TRUE | TRUE | 0 | #VALUE! | #VALUE! |  | #N/A | #N/A |  | 0 | 0 | 0 | 0 | 0 | 0 | 0 | 0 | 0 | 0 | 0 | 0 | 0 | 0 | 0 | 0 | 0 | 0 | 0 | #N/A | - S | #N/A | #N/A | #N/A | #N/A | 0 | #VALUE! | 0 | 0 | #VALUE! | #VALUE! | #VALUE! | #VALUE! | #VALUE! | 0 | #VALUE! | 1
[65 empty] | #VALUE! | #N/A | #N/A | #N/A | #N/A | #N/A | #N/A | #N/A | #N/A | #N/A | #N/A | 0 | #N/A | #N/A | #N/A | #N/A | #N/A | #N/A | #N/A | #N/A | #N/A | #N/A | 0 | #N/A | #VALUE! | #VALUE! |  | #VALUE! | 0 | #VALUE! | #VALUE! |  | #VALUE! | #N/A | #N/A | #N/A | #N/A | 0 | #VALUE! | 0 | 100 | 0 | #N/A | #N/A | #N/A | #N/A | #N/A | #N/A | #N/A | #N/A | 1 slot, 1 way | #N/A | 0 | #DIV/0! | #VALUE! | 0 | 0 | 0 | 2 | #N/A | #VALUE! | #VALUE! | #VALUE! | #VALUE! | #VALUE! | #VALUE! | #VALUE! | #N/A | #N/A | M13 | M17 | M23 | M31 |  |  | TRUE | #DIV/0! | #DIV/0! | 0 | TRUE | TRUE | TRUE | FALSE | TRUE | TRUE | 0 | #VALUE! | #VALUE! |  | #N/A | #N/A |  | 0 | 0 | 0 | 0 | 0 | 0 | 0 | 0 | 0 | 0 | 0 | 0 | 0 | 0 | 0 | 0 | 0 | 0 | 0 | #N/A | - S | #N/A | #N/A | #N/A | #N/A | 0 | #VALUE! | 0 | 0 | #VALUE! | #VALUE! | #VALUE! | #VALUE! | #VALUE! | 0 | #VALUE! | 1
[65 empty] | #VALUE! | #N/A | #N/A | #N/A | #N/A | #N/A | #N/A | #N/A | #N/A | #N/A | #N/A | 0 | #N/A | #N/A | #N/A | #N/A | #N/A | #N/A | #N/A | #N/A | #N/A | #N/A | 0 | #N/A | #VALUE! | #VALUE! |  | #VALUE! | 0 | #VALUE! | #VALUE! |  | #VALUE! | #N/A | #N/A | #N/A | #N/A | 0 | #VALUE! | 0 | 100 | 0 | #N/A | #N/A | #N/A | #N/A | #N/A | #N/A | #N/A | #N/A | 1 slot, 1 way | #N/A | 0 | #DIV/0! | #VALUE! | 0 | 0 | 0 | 2 | #N/A | #VALUE! | #VALUE! | #VALUE! | #VALUE! | #VALUE! | #VALUE! | #VALUE! | #N/A | #N/A | M13 | M17 | M23 | M31 |  |  | TRUE | #DIV/0! | #DIV/0! | 0 | TRUE | TRUE | TRUE | FALSE | TRUE | TRUE | 0 | #VALUE! | #VALUE! |  | #N/A | #N/A |  | 0 | 0 | 0 | 0 | 0 | 0 | 0 | 0 | 0 | 0 | 0 | 0 | 0 | 0 | 0 | 0 | 0 | 0 | 0 | #N/A | - S | #N/A | #N/A | #N/A | #N/A | 0 | #VALUE! | 0 | 0 | #VALUE! | #VALUE! | #VALUE! | #VALUE! | #VALUE! | 0 | #VALUE! | 1
[65 empty] | #VALUE! | #N/A | #N/A | #N/A | #N/A | #N/A | #N/A | #N/A | #N/A | #N/A | #N/A | 0 | #N/A | #N/A | #N/A | #N/A | #N/A | #N/A | #N/A | #N/A | #N/A | #N/A | 0 | #N/A | #VALUE! | #VALUE! |  | #VALUE! | 0 | #VALUE! | #VALUE! |  | #VALUE! | #N/A | #N/A | #N/A | #N/A | 0 | #VALUE! | 0 | 100 | 0 | #N/A | #N/A | #N/A | #N/A | #N/A | #N/A | #N/A | #N/A | 1 slot, 1 way | #N/A | 0 | #DIV/0! | #VALUE! | 0 | 0 | 0 | 2 | #N/A | #VALUE! | #VALUE! | #VALUE! | #VALUE! | #VALUE! | #VALUE! | #VALUE! | #N/A | #N/A | M13 | M17 | M23 | M31 |  |  | TRUE | #DIV/0! | #DIV/0! | 0 | TRUE | TRUE | TRUE | FALSE | TRUE | TRUE | 0 | #VALUE! | #VALUE! |  | #N/A | #N/A |  | 0 | 0 | 0 | 0 | 0 | 0 | 0 | 0 | 0 | 0 | 0 | 0 | 0 | 0 | 0 | 0 | 0 | 0 | 0 | #N/A | - S | #N/A | #N/A | #N/A | #N/A | 0 | #VALUE! | 0 | 0 | #VALUE! | #VALUE! | #VALUE! | #VALUE! | #VALUE! | 0 | #VALUE! | 1
[65 empty] | #VALUE! | #N/A | #N/A | #N/A | #N/A | #N/A | #N/A | #N/A | #N/A | #N/A | #N/A | 0 | #N/A | #N/A | #N/A | #N/A | #N/A | #N/A | #N/A | #N/A | #N/A | #N/A | 0 | #N/A | #VALUE! | #VALUE! |  | #VALUE! | 0 | #VALUE! | #VALUE! |  | #VALUE! | #N/A | #N/A | #N/A | #N/A | 0 | #VALUE! | 0 | 100 | 0 | #N/A | #N/A | #N/A | #N/A | #N/A | #N/A | #N/A | #N/A | 1 slot, 1 way | #N/A | 0 | #DIV/0! | #VALUE! | 0 | 0 | 0 | 2 | #N/A | #VALUE! | #VALUE! | #VALUE! | #VALUE! | #VALUE! | #VALUE! | #VALUE! | #N/A | #N/A | M13 | M17 | M23 | M31 |  |  | TRUE | #DIV/0! | #DIV/0! | 0 | TRUE | TRUE | TRUE | FALSE | TRUE | TRUE | 0 | #VALUE! | #VALUE! |  | #N/A | #N/A |  | 0 | 0 | 0 | 0 | 0 | 0 | 0 | 0 | 0 | 0 | 0 | 0 | 0 | 0 | 0 | 0 | 0 | 0 | 0 | #N/A | - S | #N/A | #N/A | #N/A | #N/A | 0 | #VALUE! | 0 | 0 | #VALUE! | #VALUE! | #VALUE! | #VALUE! | #VALUE! | 0 | #VALUE! | 1
[65 empty] | #VALUE! | #N/A | #N/A | #N/A | #N/A | #N/A | #N/A | #N/A | #N/A | #N/A | #N/A | 0 | #N/A | #N/A | #N/A | #N/A | #N/A | #N/A | #N/A | #N/A | #N/A | #N/A | 0 | #N/A | #VALUE! | #VALUE! |  | #VALUE! | 0 | #VALUE! | #VALUE! |  | #VALUE! | #N/A | #N/A | #N/A | #N/A | 0 | #VALUE! | 0 | 100 | 0 | #N/A | #N/A | #N/A | #N/A | #N/A | #N/A | #N/A | #N/A | 1 slot, 1 way | #N/A | 0 | #DIV/0! | #VALUE! | 0 | 0 | 0 | 2 | #N/A | #VALUE! | #VALUE! | #VALUE! | #VALUE! | #VALUE! | #VALUE! | #VALUE! | #N/A | #N/A | M13 | M17 | M23 | M31 |  |  | TRUE | #DIV/0! | #DIV/0! | 0 | TRUE | TRUE | TRUE | FALSE | TRUE | TRUE | 0 | #VALUE! | #VALUE! |  | #N/A | #N/A |  | 0 | 0 | 0 | 0 | 0 | 0 | 0 | 0 | 0 | 0 | 0 | 0 | 0 | 0 | 0 | 0 | 0 | 0 | 0 | #N/A | - S | #N/A | #N/A | #N/A | #N/A | 0 | #VALUE! | 0 | 0 | #VALUE! | #VALUE! | #VALUE! | #VALUE! | #VALUE! | 0 | #VALUE! | 1
[65 empty] | #VALUE! | #N/A | #N/A | #N/A | #N/A | #N/A | #N/A | #N/A | #N/A | #N/A | #N/A | 0 | #N/A | #N/A | #N/A | #N/A | #N/A | #N/A | #N/A | #N/A | #N/A | #N/A | 0 | #N/A | #VALUE! | #VALUE! |  | #VALUE! | 0 | #VALUE! | #VALUE! |  | #VALUE! | #N/A | #N/A | #N/A | #N/A | 0 | #VALUE! | 0 | 100 | 0 | #N/A | #N/A | #N/A | #N/A | #N/A | #N/A | #N/A | #N/A | 1 slot, 1 way | #N/A | 0 | #DIV/0! | #VALUE! | 0 | 0 | 0 | 2 | #N/A | #VALUE! | #VALUE! | #VALUE! | #VALUE! | #VALUE! | #VALUE! | #VALUE! | #N/A | #N/A | M13 | M17 | M23 | M31 |  |  | TRUE | #DIV/0! | #DIV/0! | 0 | TRUE | TRUE | TRUE | FALSE | TRUE | TRUE | 0 | #VALUE! | #VALUE! |  | #N/A | #N/A |  | 0 | 0 | 0 | 0 | 0 | 0 | 0 | 0 | 0 | 0 | 0 | 0 | 0 | 0 | 0 | 0 | 0 | 0 | 0 | #N/A | - S | #N/A | #N/A | #N/A | #N/A | 0 | #VALUE! | 0 | 0 | #VALUE! | #VALUE! | #VALUE! | #VALUE! | #VALUE! | 0 | #VALUE! | 1
[65 empty] | #VALUE! | #N/A | #N/A | #N/A | #N/A | #N/A | #N/A | #N/A | #N/A | #N/A | #N/A | 0 | #N/A | #N/A | #N/A | #N/A | #N/A | #N/A | #N/A | #N/A | #N/A | #N/A | 0 | #N/A | #VALUE! | #VALUE! |  | #VALUE! | 0 | #VALUE! | #VALUE! |  | #VALUE! | #N/A | #N/A | #N/A | #N/A | 0 | #VALUE! | 0 | 100 | 0 | #N/A | #N/A | #N/A | #N/A | #N/A | #N/A | #N/A | #N/A | 1 slot, 1 way | #N/A | 0 | #DIV/0! | #VALUE! | 0 | 0 | 0 | 2 | #N/A | #VALUE! | #VALUE! | #VALUE! | #VALUE! | #VALUE! | #VALUE! | #VALUE! | #N/A | #N/A | M13 | M17 | M23 | M31 |  |  | TRUE | #DIV/0! | #DIV/0! | 0 | TRUE | TRUE | TRUE | FALSE | TRUE | TRUE | 0 | #VALUE! | #VALUE! |  | #N/A | #N/A |  | 0 | 0 | 0 | 0 | 0 | 0 | 0 | 0 | 0 | 0 | 0 | 0 | 0 | 0 | 0 | 0 | 0 | 0 | 0 | #N/A | - S | #N/A | #N/A | #N/A | #N/A | 0 | #VALUE! | 0 | 0 | #VALUE! | #VALUE! | #VALUE! | #VALUE! | #VALUE! | 0 | #VALUE! | 1
[65 empty] | #VALUE! | #N/A | #N/A | #N/A | #N/A | #N/A | #N/A | #N/A | #N/A | #N/A | #N/A | 0 | #N/A | #N/A | #N/A | #N/A | #N/A | #N/A | #N/A | #N/A | #N/A | #N/A | 0 | #N/A | #VALUE! | #VALUE! |  | #VALUE! | 0 | #VALUE! | #VALUE! |  | #VALUE! | #N/A | #N/A | #N/A | #N/A | 0 | #VALUE! | 0 | 100 | 0 | #N/A | #N/A | #N/A | #N/A | #N/A | #N/A | #N/A | #N/A | 1 slot, 1 way | #N/A | 0 | #DIV/0! | #VALUE! | 0 | 0 | 0 | 2 | #N/A | #VALUE! | #VALUE! | #VALUE! | #VALUE! | #VALUE! | #VALUE! | #VALUE! | #N/A | #N/A | M13 | M17 | M23 | M31 |  |  | TRUE | #DIV/0! | #DIV/0! | 0 | TRUE | TRUE | TRUE | FALSE | TRUE | TRUE | 0 | #VALUE! | #VALUE! |  | #N/A | #N/A |  | 0 | 0 | 0 | 0 | 0 | 0 | 0 | 0 | 0 | 0 | 0 | 0 | 0 | 0 | 0 | 0 | 0 | 0 | 0 | #N/A | - S | #N/A | #N/A | #N/A | #N/A | 0 | #VALUE! | 0 | 0 | #VALUE! | #VALUE! | #VALUE! | #VALUE! | #VALUE! | 0 | #VALUE! | 1
[65 empty] | #VALUE! | #N/A | #N/A | #N/A | #N/A | #N/A | #N/A | #N/A | #N/A | #N/A | #N/A | 0 | #N/A | #N/A | #N/A | #N/A | #N/A | #N/A | #N/A | #N/A | #N/A | #N/A | 0 | #N/A | #VALUE! | #VALUE! |  | #VALUE! | 0 | #VALUE! | #VALUE! |  | #VALUE! | #N/A | #N/A | #N/A | #N/A | 0 | #VALUE! | 0 | 100 | 0 | #N/A | #N/A | #N/A | #N/A | #N/A | #N/A | #N/A | #N/A | 1 slot, 1 way | #N/A | 0 | #DIV/0! | #VALUE! | 0 | 0 | 0 | 2 | #N/A | #VALUE! | #VALUE! | #VALUE! | #VALUE! | #VALUE! | #VALUE! | #VALUE! | #N/A | #N/A | M13 | M17 | M23 | M31 |  |  | TRUE | #DIV/0! | #DIV/0! | 0 | TRUE | TRUE | TRUE | FALSE | TRUE | TRUE | 0 | #VALUE! | #VALUE! |  | #N/A | #N/A |  | 0 | 0 | 0 | 0 | 0 | 0 | 0 | 0 | 0 | 0 | 0 | 0 | 0 | 0 | 0 | 0 | 0 | 0 | 0 | #N/A | - S | #N/A | #N/A | #N/A | #N/A | 0 | #VALUE! | 0 | 0 | #VALUE! | #VALUE! | #VALUE! | #VALUE! | #VALUE! | 0 | #VALUE! | 1
[65 empty] | #VALUE! | #N/A | #N/A | #N/A | #N/A | #N/A | #N/A | #N/A | #N/A | #N/A | #N/A | 0 | #N/A | #N/A | #N/A | #N/A | #N/A | #N/A | #N/A | #N/A | #N/A | #N/A | 0 | #N/A | #VALUE! | #VALUE! |  | #VALUE! | 0 | #VALUE! | #VALUE! |  | #VALUE! | #N/A | #N/A | #N/A | #N/A | 0 | #VALUE! | 0 | 100 | 0 | #N/A | #N/A | #N/A | #N/A | #N/A | #N/A | #N/A | #N/A | 1 slot, 1 way | #N/A | 0 | #DIV/0! | #VALUE! | 0 | 0 | 0 | 2 | #N/A | #VALUE! | #VALUE! | #VALUE! | #VALUE! | #VALUE! | #VALUE! | #VALUE! | #N/A | #N/A | M13 | M17 | M23 | M31 |  |  | TRUE | #DIV/0! | #DIV/0! | 0 | TRUE | TRUE | TRUE | FALSE | TRUE | TRUE | 0 | #VALUE! | #VALUE! |  | #N/A | #N/A |  | 0 | 0 | 0 | 0 | 0 | 0 | 0 | 0 | 0 | 0 | 0 | 0 | 0 | 0 | 0 | 0 | 0 | 0 | 0 | #N/A | - S | #N/A | #N/A | #N/A | #N/A | 0 | #VALUE! | 0 | 0 | #VALUE! | #VALUE! | #VALUE! | #VALUE! | #VALUE! | 0 | #VALUE! | 1
[65 empty] | #VALUE! | #N/A | #N/A | #N/A | #N/A | #N/A | #N/A | #N/A | #N/A | #N/A | #N/A | 0 | #N/A | #N/A | #N/A | #N/A | #N/A | #N/A | #N/A | #N/A | #N/A | #N/A | 0 | #N/A | #VALUE! | #VALUE! |  | #VALUE! | 0 | #VALUE! | #VALUE! |  | #VALUE! | #N/A | #N/A | #N/A | #N/A | 0 | #VALUE! | 0 | 100 | 0 | #N/A | #N/A | #N/A | #N/A | #N/A | #N/A | #N/A | #N/A | 1 slot, 1 way | #N/A | 0 | #DIV/0! | #VALUE! | 0 | 0 | 0 | 2 | #N/A | #VALUE! | #VALUE! | #VALUE! | #VALUE! | #VALUE! | #VALUE! | #VALUE! | #N/A | #N/A | M13 | M17 | M23 | M31 |  |  | TRUE | #DIV/0! | #DIV/0! | 0 | TRUE | TRUE | TRUE | FALSE | TRUE | TRUE | 0 | #VALUE! | #VALUE! |  | #N/A | #N/A |  | 0 | 0 | 0 | 0 | 0 | 0 | 0 | 0 | 0 | 0 | 0 | 0 | 0 | 0 | 0 | 0 | 0 | 0 | 0 | #N/A | - S | #N/A | #N/A | #N/A | #N/A | 0 | #VALUE! | 0 | 0 | #VALUE! | #VALUE! | #VALUE! | #VALUE! | #VALUE! | 0 | #VALUE! | 1
[65 empty] | #VALUE! | #N/A | #N/A | #N/A | #N/A | #N/A | #N/A | #N/A | #N/A | #N/A | #N/A | 0 | #N/A | #N/A | #N/A | #N/A | #N/A | #N/A | #N/A | #N/A | #N/A | #N/A | 0 | #N/A | #VALUE! | #VALUE! |  | #VALUE! | 0 | #VALUE! | #VALUE! |  | #VALUE! | #N/A | #N/A | #N/A | #N/A | 0 | #VALUE! | 0 | 100 | 0 | #N/A | #N/A | #N/A | #N/A | #N/A | #N/A | #N/A | #N/A | 1 slot, 1 way | #N/A | 0 | #DIV/0! | #VALUE! | 0 | 0 | 0 | 2 | #N/A | #VALUE! | #VALUE! | #VALUE! | #VALUE! | #VALUE! | #VALUE! | #VALUE! | #N/A | #N/A | M13 | M17 | M23 | M31 |  |  | TRUE | #DIV/0! | #DIV/0! | 0 | TRUE | TRUE | TRUE | FALSE | TRUE | TRUE | 0 | #VALUE! | #VALUE! |  | #N/A | #N/A |  | 0 | 0 | 0 | 0 | 0 | 0 | 0 | 0 | 0 | 0 | 0 | 0 | 0 | 0 | 0 | 0 | 0 | 0 | 0 | #N/A | - S | #N/A | #N/A | #N/A | #N/A | 0 | #VALUE! | 0 | 0 | #VALUE! | #VALUE! | #VALUE! | #VALUE! | #VALUE! | 0 | #VALUE! | 1
[65 empty] | #VALUE! | #N/A | #N/A | #N/A | #N/A | #N/A | #N/A | #N/A | #N/A | #N/A | #N/A | 0 | #N/A | #N/A | #N/A | #N/A | #N/A | #N/A | #N/A | #N/A | #N/A | #N/A | 0 | #N/A | #VALUE! | #VALUE! |  | #VALUE! | 0 | #VALUE! | #VALUE! |  | #VALUE! | #N/A | #N/A | #N/A | #N/A | 0 | #VALUE! | 0 | 100 | 0 | #N/A | #N/A | #N/A | #N/A | #N/A | #N/A | #N/A | #N/A | 1 slot, 1 way | #N/A | 0 | #DIV/0! | #VALUE! | 0 | 0 | 0 | 2 | #N/A | #VALUE! | #VALUE! | #VALUE! | #VALUE! | #VALUE! | #VALUE! | #VALUE! | #N/A | #N/A | M13 | M17 | M23 | M31 |  |  | TRUE | #DIV/0! | #DIV/0! | 0 | TRUE | TRUE | TRUE | FALSE | TRUE | TRUE | 0 | #VALUE! | #VALUE! |  | #N/A | #N/A |  | 0 | 0 | 0 | 0 | 0 | 0 | 0 | 0 | 0 | 0 | 0 | 0 | 0 | 0 | 0 | 0 | 0 | 0 | 0 | #N/A | - S | #N/A | #N/A | #N/A | #N/A | 0 | #VALUE! | 0 | 0 | #VALUE! | #VALUE! | #VALUE! | #VALUE! | #VALUE! | 0 | #VALUE! | 1
[65 empty] | #VALUE! | #N/A | #N/A | #N/A | #N/A | #N/A | #N/A | #N/A | #N/A | #N/A | #N/A | 0 | #N/A | #N/A | #N/A | #N/A | #N/A | #N/A | #N/A | #N/A | #N/A | #N/A | 0 | #N/A | #VALUE! | #VALUE! |  | #VALUE! | 0 | #VALUE! | #VALUE! |  | #VALUE! | #N/A | #N/A | #N/A | #N/A | 0 | #VALUE! | 0 | 100 | 0 | #N/A | #N/A | #N/A | #N/A | #N/A | #N/A | #N/A | #N/A | 1 slot, 1 way | #N/A | 0 | #DIV/0! | #VALUE! | 0 | 0 | 0 | 2 | #N/A | #VALUE! | #VALUE! | #VALUE! | #VALUE! | #VALUE! | #VALUE! | #VALUE! | #N/A | #N/A | M13 | M17 | M23 | M31 |  |  | TRUE | #DIV/0! | #DIV/0! | 0 | TRUE | TRUE | TRUE | FALSE | TRUE | TRUE | 0 | #VALUE! | #VALUE! |  | #N/A | #N/A |  | 0 | 0 | 0 | 0 | 0 | 0 | 0 | 0 | 0 | 0 | 0 | 0 | 0 | 0 | 0 | 0 | 0 | 0 | 0 | #N/A | - S | #N/A | #N/A | #N/A | #N/A | 0 | #VALUE! | 0 | 0 | #VALUE! | #VALUE! | #VALUE! | #VALUE! | #VALUE! | 0 | #VALUE! | 1
[65 empty] | #VALUE! | #N/A | #N/A | #N/A | #N/A | #N/A | #N/A | #N/A | #N/A | #N/A | #N/A | 0 | #N/A | #N/A | #N/A | #N/A | #N/A | #N/A | #N/A | #N/A | #N/A | #N/A | 0 | #N/A | #VALUE! | #VALUE! |  | #VALUE! | 0 | #VALUE! | #VALUE! |  | #VALUE! | #N/A | #N/A | #N/A | #N/A | 0 | #VALUE! | 0 | 100 | 0 | #N/A | #N/A | #N/A | #N/A | #N/A | #N/A | #N/A | #N/A | 1 slot, 1 way | #N/A | 0 | #DIV/0! | #VALUE! | 0 | 0 | 0 | 2 | #N/A | #VALUE! | #VALUE! | #VALUE! | #VALUE! | #VALUE! | #VALUE! | #VALUE! | #N/A | #N/A | M13 | M17 | M23 | M31 |  |  | TRUE | #DIV/0! | #DIV/0! | 0 | TRUE | TRUE | TRUE | FALSE | TRUE | TRUE | 0 | #VALUE! | #VALUE! |  | #N/A | #N/A |  | 0 | 0 | 0 | 0 | 0 | 0 | 0 | 0 | 0 | 0 | 0 | 0 | 0 | 0 | 0 | 0 | 0 | 0 | 0 | #N/A | - S | #N/A | #N/A | #N/A | #N/A | 0 | #VALUE! | 0 | 0 | #VALUE! | #VALUE! | #VALUE! | #VALUE! | #VALUE! | 0 | #VALUE! | 1
[65 empty] | #VALUE! | #N/A | #N/A | #N/A | #N/A | #N/A | #N/A | #N/A | #N/A | #N/A | #N/A | 0 | #N/A | #N/A | #N/A | #N/A | #N/A | #N/A | #N/A | #N/A | #N/A | #N/A | 0 | #N/A | #VALUE! | #VALUE! |  | #VALUE! | 0 | #VALUE! | #VALUE! |  | #VALUE! | #N/A | #N/A | #N/A | #N/A | 0 | #VALUE! | 0 | 100 | 0 | #N/A | #N/A | #N/A | #N/A | #N/A | #N/A | #N/A | #N/A | 1 slot, 1 way | #N/A | 0 | #DIV/0! | #VALUE! | 0 | 0 | 0 | 2 | #N/A | #VALUE! | #VALUE! | #VALUE! | #VALUE! | #VALUE! | #VALUE! | #VALUE! | #N/A | #N/A | M13 | M17 | M23 | M31 |  |  | TRUE | #DIV/0! | #DIV/0! | 0 | TRUE | TRUE | TRUE | FALSE | TRUE | TRUE | 0 | #VALUE! | #VALUE! |  | #N/A | #N/A |  | 0 | 0 | 0 | 0 | 0 | 0 | 0 | 0 | 0 | 0 | 0 | 0 | 0 | 0 | 0 | 0 | 0 | 0 | 0 | #N/A | - S | #N/A | #N/A | #N/A | #N/A | 0 | #VALUE! | 0 | 0 | #VALUE! | #VALUE! | #VALUE! | #VALUE! | #VALUE! | 0 | #VALUE! | 1
[65 empty] | #VALUE! | #N/A | #N/A | #N/A | #N/A | #N/A | #N/A | #N/A | #N/A | #N/A | #N/A | 0 | #N/A | #N/A | #N/A | #N/A | #N/A | #N/A | #N/A | #N/A | #N/A | #N/A | 0 | #N/A | #VALUE! | #VALUE! |  | #VALUE! | 0 | #VALUE! | #VALUE! |  | #VALUE! | #N/A | #N/A | #N/A | #N/A | 0 | #VALUE! | 0 | 100 | 0 | #N/A | #N/A | #N/A | #N/A | #N/A | #N/A | #N/A | #N/A | 1 slot, 1 way | #N/A | 0 | #DIV/0! | #VALUE! | 0 | 0 | 0 | 2 | #N/A | #VALUE! | #VALUE! | #VALUE! | #VALUE! | #VALUE! | #VALUE! | #VALUE! | #N/A | #N/A | M13 | M17 | M23 | M31 |  |  | TRUE | #DIV/0! | #DIV/0! | 0 | TRUE | TRUE | TRUE | FALSE | TRUE | TRUE | 0 | #VALUE! | #VALUE! |  | #N/A | #N/A |  | 0 | 0 | 0 | 0 | 0 | 0 | 0 | 0 | 0 | 0 | 0 | 0 | 0 | 0 | 0 | 0 | 0 | 0 | 0 | #N/A | - S | #N/A | #N/A | #N/A | #N/A | 0 | #VALUE! | 0 | 0 | #VALUE! | #VALUE! | #VALUE! | #VALUE! | #VALUE! | 0 | #VALUE! | 1
[65 empty] | #VALUE! | #N/A | #N/A | #N/A | #N/A | #N/A | #N/A | #N/A | #N/A | #N/A | #N/A | 0 | #N/A | #N/A | #N/A | #N/A | #N/A | #N/A | #N/A | #N/A | #N/A | #N/A | 0 | #N/A | #VALUE! | #VALUE! |  | #VALUE! | 0 | #VALUE! | #VALUE! |  | #VALUE! | #N/A | #N/A | #N/A | #N/A | 0 | #VALUE! | 0 | 100 | 0 | #N/A | #N/A | #N/A | #N/A | #N/A | #N/A | #N/A | #N/A | 1 slot, 1 way | #N/A | 0 | #DIV/0! | #VALUE! | 0 | 0 | 0 | 2 | #N/A | #VALUE! | #VALUE! | #VALUE! | #VALUE! | #VALUE! | #VALUE! | #VALUE! | #N/A | #N/A | M13 | M17 | M23 | M31 |  |  | TRUE | #DIV/0! | #DIV/0! | 0 | TRUE | TRUE | TRUE | FALSE | TRUE | TRUE | 0 | #VALUE! | #VALUE! |  | #N/A | #N/A |  | 0 | 0 | 0 | 0 | 0 | 0 | 0 | 0 | 0 | 0 | 0 | 0 | 0 | 0 | 0 | 0 | 0 | 0 | 0 | #N/A | - S | #N/A | #N/A | #N/A | #N/A | 0 | #VALUE! | 0 | 0 | #VALUE! | #VALUE! | #VALUE! | #VALUE! | #VALUE! | 0 | #VALUE! | 1
[65 empty] | #VALUE! | #N/A | #N/A | #N/A | #N/A | #N/A | #N/A | #N/A | #N/A | #N/A | #N/A | 0 | #N/A | #N/A | #N/A | #N/A | #N/A | #N/A | #N/A | #N/A | #N/A | #N/A | 0 | #N/A | #VALUE! | #VALUE! |  | #VALUE! | 0 | #VALUE! | #VALUE! |  | #VALUE! | #N/A | #N/A | #N/A | #N/A | 0 | #VALUE! | 0 | 100 | 0 | #N/A | #N/A | #N/A | #N/A | #N/A | #N/A | #N/A | #N/A | 1 slot, 1 way | #N/A | 0 | #DIV/0! | #VALUE! | 0 | 0 | 0 | 2 | #N/A | #VALUE! | #VALUE! | #VALUE! | #VALUE! | #VALUE! | #VALUE! | #VALUE! | #N/A | #N/A | M13 | M17 | M23 | M31 |  |  | TRUE | #DIV/0! | #DIV/0! | 0 | TRUE | TRUE | TRUE | FALSE | TRUE | TRUE | 0 | #VALUE! | #VALUE! |  | #N/A | #N/A |  | 0 | 0 | 0 | 0 | 0 | 0 | 0 | 0 | 0 | 0 | 0 | 0 | 0 | 0 | 0 | 0 | 0 | 0 | 0 | #N/A | - S | #N/A | #N/A | #N/A | #N/A | 0 | #VALUE! | 0 | 0 | #VALUE! | #VALUE! | #VALUE! | #VALUE! | #VALUE! | 0 | #VALUE! | 1
[65 empty] | #VALUE! | #N/A | #N/A | #N/A | #N/A | #N/A | #N/A | #N/A | #N/A | #N/A | #N/A | 0 | #N/A | #N/A | #N/A | #N/A | #N/A | #N/A | #N/A | #N/A | #N/A | #N/A | 0 | #N/A | #VALUE! | #VALUE! |  | #VALUE! | 0 | #VALUE! | #VALUE! |  | #VALUE! | #N/A | #N/A | #N/A | #N/A | 0 | #VALUE! | 0 | 100 | 0 | #N/A | #N/A | #N/A | #N/A | #N/A | #N/A | #N/A | #N/A | 1 slot, 1 way | #N/A | 0 | #DIV/0! | #VALUE! | 0 | 0 | 0 | 2 | #N/A | #VALUE! | #VALUE! | #VALUE! | #VALUE! | #VALUE! | #VALUE! | #VALUE! | #N/A | #N/A | M13 | M17 | M23 | M31 |  |  | TRUE | #DIV/0! | #DIV/0! | 0 | TRUE | TRUE | TRUE | FALSE | TRUE | TRUE | 0 | #VALUE! | #VALUE! |  | #N/A | #N/A |  | 0 | 0 | 0 | 0 | 0 | 0 | 0 | 0 | 0 | 0 | 0 | 0 | 0 | 0 | 0 | 0 | 0 | 0 | 0 | #N/A | - S | #N/A | #N/A | #N/A | #N/A | 0 | #VALUE! | 0 | 0 | #VALUE! | #VALUE! | #VALUE! | #VALUE! | #VALUE! | 0 | #VALUE! | 1
[65 empty] | #VALUE! | #N/A | #N/A | #N/A | #N/A | #N/A | #N/A | #N/A | #N/A | #N/A | #N/A | 0 | #N/A | #N/A | #N/A | #N/A | #N/A | #N/A | #N/A | #N/A | #N/A | #N/A | 0 | #N/A | #VALUE! | #VALUE! |  | #VALUE! | 0 | #VALUE! | #VALUE! |  | #VALUE! | #N/A | #N/A | #N/A | #N/A | 0 | #VALUE! | 0 | 100 | 0 | #N/A | #N/A | #N/A | #N/A | #N/A | #N/A | #N/A | #N/A | 1 slot, 1 way | #N/A | 0 | #DIV/0! | #VALUE! | 0 | 0 | 0 | 2 | #N/A | #VALUE! | #VALUE! | #VALUE! | #VALUE! | #VALUE! | #VALUE! | #VALUE! | #N/A | #N/A | M13 | M17 | M23 | M31 |  |  | TRUE | #DIV/0! | #DIV/0! | 0 | TRUE | TRUE | TRUE | FALSE | TRUE | TRUE | 0 | #VALUE! | #VALUE! |  | #N/A | #N/A |  | 0 | 0 | 0 | 0 | 0 | 0 | 0 | 0 | 0 | 0 | 0 | 0 | 0 | 0 | 0 | 0 | 0 | 0 | 0 | #N/A | - S | #N/A | #N/A | #N/A | #N/A | 0 | #VALUE! | 0 | 0 | #VALUE! | #VALUE! | #VALUE! | #VALUE! | #VALUE! | 0 | #VALUE! | 1
[65 empty] | #VALUE! | #N/A | #N/A | #N/A | #N/A | #N/A | #N/A | #N/A | #N/A | #N/A | #N/A | 0 | #N/A | #N/A | #N/A | #N/A | #N/A | #N/A | #N/A | #N/A | #N/A | #N/A | 0 | #N/A | #VALUE! | #VALUE! |  | #VALUE! | 0 | #VALUE! | #VALUE! |  | #VALUE! | #N/A | #N/A | #N/A | #N/A | 0 | #VALUE! | 0 | 100 | 0 | #N/A | #N/A | #N/A | #N/A | #N/A | #N/A | #N/A | #N/A | 1 slot, 1 way | #N/A | 0 | #DIV/0! | #VALUE! | 0 | 0 | 0 | 2 | #N/A | #VALUE! | #VALUE! | #VALUE! | #VALUE! | #VALUE! | #VALUE! | #VALUE! | #N/A | #N/A | M13 | M17 | M23 | M31 |  |  | TRUE | #DIV/0! | #DIV/0! | 0 | TRUE | TRUE | TRUE | FALSE | TRUE | TRUE | 0 | #VALUE! | #VALUE! |  | #N/A | #N/A |  | 0 | 0 | 0 | 0 | 0 | 0 | 0 | 0 | 0 | 0 | 0 | 0 | 0 | 0 | 0 | 0 | 0 | 0 | 0 | #N/A | - S | #N/A | #N/A | #N/A | #N/A | 0 | #VALUE! | 0 | 0 | #VALUE! | #VALUE! | #VALUE! | #VALUE! | #VALUE! | 0 | #VALUE! | 1
[65 empty] | #VALUE! | #N/A | #N/A | #N/A | #N/A | #N/A | #N/A | #N/A | #N/A | #N/A | #N/A | 0 | #N/A | #N/A | #N/A | #N/A | #N/A | #N/A | #N/A | #N/A | #N/A | #N/A | 0 | #N/A | #VALUE! | #VALUE! |  | #VALUE! | 0 | #VALUE! | #VALUE! |  | #VALUE! | #N/A | #N/A | #N/A | #N/A | 0 | #VALUE! | 0 | 100 | 0 | #N/A | #N/A | #N/A | #N/A | #N/A | #N/A | #N/A | #N/A | 1 slot, 1 way | #N/A | 0 | #DIV/0! | #VALUE! | 0 | 0 | 0 | 2 | #N/A | #VALUE! | #VALUE! | #VALUE! | #VALUE! | #VALUE! | #VALUE! | #VALUE! | #N/A | #N/A | M13 | M17 | M23 | M31 |  |  | TRUE | #DIV/0! | #DIV/0! | 0 | TRUE | TRUE | TRUE | FALSE | TRUE | TRUE | 0 | #VALUE! | #VALUE! |  | #N/A | #N/A |  | 0 | 0 | 0 | 0 | 0 | 0 | 0 | 0 | 0 | 0 | 0 | 0 | 0 | 0 | 0 | 0 | 0 | 0 | 0 | #N/A | - S | #N/A | #N/A | #N/A | #N/A | 0 | #VALUE! | 0 | 0 | #VALUE! | #VALUE! | #VALUE! | #VALUE! | #VALUE! | 0 | #VALUE! | 1
[65 empty] | #VALUE! | #N/A | #N/A | #N/A | #N/A | #N/A | #N/A | #N/A | #N/A | #N/A | #N/A | 0 | #N/A | #N/A | #N/A | #N/A | #N/A | #N/A | #N/A | #N/A | #N/A | #N/A | 0 | #N/A | #VALUE! | #VALUE! |  | #VALUE! | 0 | #VALUE! | #VALUE! |  | #VALUE! | #N/A | #N/A | #N/A | #N/A | 0 | #VALUE! | 0 | 100 | 0 | #N/A | #N/A | #N/A | #N/A | #N/A | #N/A | #N/A | #N/A | 1 slot, 1 way | #N/A | 0 | #DIV/0! | #VALUE! | 0 | 0 | 0 | 2 | #N/A | #VALUE! | #VALUE! | #VALUE! | #VALUE! | #VALUE! | #VALUE! | #VALUE! | #N/A | #N/A | M13 | M17 | M23 | M31 |  |  | TRUE | #DIV/0! | #DIV/0! | 0 | TRUE | TRUE | TRUE | FALSE | TRUE | TRUE | 0 | #VALUE! | #VALUE! |  | #N/A | #N/A |  | 0 | 0 | 0 | 0 | 0 | 0 | 0 | 0 | 0 | 0 | 0 | 0 | 0 | 0 | 0 | 0 | 0 | 0 | 0 | #N/A | - S | #N/A | #N/A | #N/A | #N/A | 0 | #VALUE! | 0 | 0 | #VALUE! | #VALUE! | #VALUE! | #VALUE! | #VALUE! | 0 | #VALUE! | 1
[65 empty] | #VALUE! | #N/A | #N/A | #N/A | #N/A | #N/A | #N/A | #N/A | #N/A | #N/A | #N/A | 0 | #N/A | #N/A | #N/A | #N/A | #N/A | #N/A | #N/A | #N/A | #N/A | #N/A | 0 | #N/A | #VALUE! | #VALUE! |  | #VALUE! | 0 | #VALUE! | #VALUE! |  | #VALUE! | #N/A | #N/A | #N/A | #N/A | 0 | #VALUE! | 0 | 100 | 0 | #N/A | #N/A | #N/A | #N/A | #N/A | #N/A | #N/A | #N/A | 1 slot, 1 way | #N/A | 0 | #DIV/0! | #VALUE! | 0 | 0 | 0 | 2 | #N/A | #VALUE! | #VALUE! | #VALUE! | #VALUE! | #VALUE! | #VALUE! | #VALUE! | #N/A | #N/A | M13 | M17 | M23 | M31 |  |  | TRUE | #DIV/0! | #DIV/0! | 0 | TRUE | TRUE | TRUE | FALSE | TRUE | TRUE | 0 | #VALUE! | #VALUE! |  | #N/A | #N/A |  | 0 | 0 | 0 | 0 | 0 | 0 | 0 | 0 | 0 | 0 | 0 | 0 | 0 | 0 | 0 | 0 | 0 | 0 | 0 | #N/A | - S | #N/A | #N/A | #N/A | #N/A | 0 | #VALUE! | 0 | 0 | #VALUE! | #VALUE! | #VALUE! | #VALUE! | #VALUE! | 0 | #VALUE! | 1
[65 empty] | #VALUE! | #N/A | #N/A | #N/A | #N/A | #N/A | #N/A | #N/A | #N/A | #N/A | #N/A | 0 | #N/A | #N/A | #N/A | #N/A | #N/A | #N/A | #N/A | #N/A | #N/A | #N/A | 0 | #N/A | #VALUE! | #VALUE! |  | #VALUE! | 0 | #VALUE! | #VALUE! |  | #VALUE! | #N/A | #N/A | #N/A | #N/A | 0 | #VALUE! | 0 | 100 | 0 | #N/A | #N/A | #N/A | #N/A | #N/A | #N/A | #N/A | #N/A | 1 slot, 1 way | #N/A | 0 | #DIV/0! | #VALUE! | 0 | 0 | 0 | 2 | #N/A | #VALUE! | #VALUE! | #VALUE! | #VALUE! | #VALUE! | #VALUE! | #VALUE! | #N/A | #N/A | M13 | M17 | M23 | M31 |  |  | TRUE | #DIV/0! | #DIV/0! | 0 | TRUE | TRUE | TRUE | FALSE | TRUE | TRUE | 0 | #VALUE! | #VALUE! |  | #N/A | #N/A |  | 0 | 0 | 0 | 0 | 0 | 0 | 0 | 0 | 0 | 0 | 0 | 0 | 0 | 0 | 0 | 0 | 0 | 0 | 0 | #N/A | - S | #N/A | #N/A | #N/A | #N/A | 0 | #VALUE! | 0 | 0 | #VALUE! | #VALUE! | #VALUE! | #VALUE! | #VALUE! | 0 | #VALUE! | 1
[65 empty] | #VALUE! | #N/A | #N/A | #N/A | #N/A | #N/A | #N/A | #N/A | #N/A | #N/A | #N/A | 0 | #N/A | #N/A | #N/A | #N/A | #N/A | #N/A | #N/A | #N/A | #N/A | #N/A | 0 | #N/A | #VALUE! | #VALUE! |  | #VALUE! | 0 | #VALUE! | #VALUE! |  | #VALUE! | #N/A | #N/A | #N/A | #N/A | 0 | #VALUE! | 0 | 100 | 0 | #N/A | #N/A | #N/A | #N/A | #N/A | #N/A | #N/A | #N/A | 1 slot, 1 way | #N/A | 0 | #DIV/0! | #VALUE! | 0 | 0 | 0 | 2 | #N/A | #VALUE! | #VALUE! | #VALUE! | #VALUE! | #VALUE! | #VALUE! | #VALUE! | #N/A | #N/A | M13 | M17 | M23 | M31 |  |  | TRUE | #DIV/0! | #DIV/0! | 0 | TRUE | TRUE | TRUE | FALSE | TRUE | TRUE | 0 | #VALUE! | #VALUE! |  | #N/A | #N/A |  | 0 | 0 | 0 | 0 | 0 | 0 | 0 | 0 | 0 | 0 | 0 | 0 | 0 | 0 | 0 | 0 | 0 | 0 | 0 | #N/A | - S | #N/A | #N/A | #N/A | #N/A | 0 | #VALUE! | 0 | 0 | #VALUE! | #VALUE! | #VALUE! | #VALUE! | #VALUE! | 0 | #VALUE! | 1
[65 empty] | #VALUE! | #N/A | #N/A | #N/A | #N/A | #N/A | #N/A | #N/A | #N/A | #N/A | #N/A | 0 | #N/A | #N/A | #N/A | #N/A | #N/A | #N/A | #N/A | #N/A | #N/A | #N/A | 0 | #N/A | #VALUE! | #VALUE! |  | #VALUE! | 0 | #VALUE! | #VALUE! |  | #VALUE! | #N/A | #N/A | #N/A | #N/A | 0 | #VALUE! | 0 | 100 | 0 | #N/A | #N/A | #N/A | #N/A | #N/A | #N/A | #N/A | #N/A | 1 slot, 1 way | #N/A | 0 | #DIV/0! | #VALUE! | 0 | 0 | 0 | 2 | #N/A | #VALUE! | #VALUE! | #VALUE! | #VALUE! | #VALUE! | #VALUE! | #VALUE! | #N/A | #N/A | M13 | M17 | M23 | M31 |  |  | TRUE | #DIV/0! | #DIV/0! | 0 | TRUE | TRUE | TRUE | FALSE | TRUE | TRUE | 0 | #VALUE! | #VALUE! |  | #N/A | #N/A |  | 0 | 0 | 0 | 0 | 0 | 0 | 0 | 0 | 0 | 0 | 0 | 0 | 0 | 0 | 0 | 0 | 0 | 0 | 0 | #N/A | - S | #N/A | #N/A | #N/A | #N/A | 0 | #VALUE! | 0 | 0 | #VALUE! | #VALUE! | #VALUE! | #VALUE! | #VALUE! | 0 | #VALUE! | 1
[65 empty] | #VALUE! | #N/A | #N/A | #N/A | #N/A | #N/A | #N/A | #N/A | #N/A | #N/A | #N/A | 0 | #N/A | #N/A | #N/A | #N/A | #N/A | #N/A | #N/A | #N/A | #N/A | #N/A | 0 | #N/A | #VALUE! | #VALUE! |  | #VALUE! | 0 | #VALUE! | #VALUE! |  | #VALUE! | #N/A | #N/A | #N/A | #N/A | 0 | #VALUE! | 0 | 100 | 0 | #N/A | #N/A | #N/A | #N/A | #N/A | #N/A | #N/A | #N/A | 1 slot, 1 way | #N/A | 0 | #DIV/0! | #VALUE! | 0 | 0 | 0 | 2 | #N/A | #VALUE! | #VALUE! | #VALUE! | #VALUE! | #VALUE! | #VALUE! | #VALUE! | #N/A | #N/A | M13 | M17 | M23 | M31 |  |  | TRUE | #DIV/0! | #DIV/0! | 0 | TRUE | TRUE | TRUE | FALSE | TRUE | TRUE | 0 | #VALUE! | #VALUE! |  | #N/A | #N/A |  | 0 | 0 | 0 | 0 | 0 | 0 | 0 | 0 | 0 | 0 | 0 | 0 | 0 | 0 | 0 | 0 | 0 | 0 | 0 | #N/A | - S | #N/A | #N/A | #N/A | #N/A | 0 | #VALUE! | 0 | 0 | #VALUE! | #VALUE! | #VALUE! | #VALUE! | #VALUE! | 0 | #VALUE! | 1
[65 empty] | #VALUE! | #N/A | #N/A | #N/A | #N/A | #N/A | #N/A | #N/A | #N/A | #N/A | #N/A | 0 | #N/A | #N/A | #N/A | #N/A | #N/A | #N/A | #N/A | #N/A | #N/A | #N/A | 0 | #N/A | #VALUE! | #VALUE! |  | #VALUE! | 0 | #VALUE! | #VALUE! |  | #VALUE! | #N/A | #N/A | #N/A | #N/A | 0 | #VALUE! | 0 | 100 | 0 | #N/A | #N/A | #N/A | #N/A | #N/A | #N/A | #N/A | #N/A | 1 slot, 1 way | #N/A | 0 | #DIV/0! | #VALUE! | 0 | 0 | 0 | 2 | #N/A | #VALUE! | #VALUE! | #VALUE! | #VALUE! | #VALUE! | #VALUE! | #VALUE! | #N/A | #N/A | M13 | M17 | M23 | M31 |  |  | TRUE | #DIV/0! | #DIV/0! | 0 | TRUE | TRUE | TRUE | FALSE | TRUE | TRUE | 0 | #VALUE! | #VALUE! |  | #N/A | #N/A |  | 0 | 0 | 0 | 0 | 0 | 0 | 0 | 0 | 0 | 0 | 0 | 0 | 0 | 0 | 0 | 0 | 0 | 0 | 0 | #N/A | - S | #N/A | #N/A | #N/A | #N/A | 0 | #VALUE! | 0 | 0 | #VALUE! | #VALUE! | #VALUE! | #VALUE! | #VALUE! | 0 | #VALUE! | 1
[65 empty] | #VALUE! | #N/A | #N/A | #N/A | #N/A | #N/A | #N/A | #N/A | #N/A | #N/A | #N/A | 0 | #N/A | #N/A | #N/A | #N/A | #N/A | #N/A | #N/A | #N/A | #N/A | #N/A | 0 | #N/A | #VALUE! | #VALUE! |  | #VALUE! | 0 | #VALUE! | #VALUE! |  | #VALUE! | #N/A | #N/A | #N/A | #N/A | 0 | #VALUE! | 0 | 100 | 0 | #N/A | #N/A | #N/A | #N/A | #N/A | #N/A | #N/A | #N/A | 1 slot, 1 way | #N/A | 0 | #DIV/0! | #VALUE! | 0 | 0 | 0 | 2 | #N/A | #VALUE! | #VALUE! | #VALUE! | #VALUE! | #VALUE! | #VALUE! | #VALUE! | #N/A | #N/A | M13 | M17 | M23 | M31 |  |  | TRUE | #DIV/0! | #DIV/0! | 0 | TRUE | TRUE | TRUE | FALSE | TRUE | TRUE | 0 | #VALUE! | #VALUE! |  | #N/A | #N/A |  | 0 | 0 | 0 | 0 | 0 | 0 | 0 | 0 | 0 | 0 | 0 | 0 | 0 | 0 | 0 | 0 | 0 | 0 | 0 | #N/A | - S | #N/A | #N/A | #N/A | #N/A | 0 | #VALUE! | 0 | 0 | #VALUE! | #VALUE! | #VALUE! | #VALUE! | #VALUE! | 0 | #VALUE! | 1
[65 empty] | #VALUE! | #N/A | #N/A | #N/A | #N/A | #N/A | #N/A | #N/A | #N/A | #N/A | #N/A | 0 | #N/A | #N/A | #N/A | #N/A | #N/A | #N/A | #N/A | #N/A | #N/A | #N/A | 0 | #N/A | #VALUE! | #VALUE! |  | #VALUE! | 0 | #VALUE! | #VALUE! |  | #VALUE! | #N/A | #N/A | #N/A | #N/A | 0 | #VALUE! | 0 | 100 | 0 | #N/A | #N/A | #N/A | #N/A | #N/A | #N/A | #N/A | #N/A | 1 slot, 1 way | #N/A | 0 | #DIV/0! | #VALUE! | 0 | 0 | 0 | 2 | #N/A | #VALUE! | #VALUE! | #VALUE! | #VALUE! | #VALUE! | #VALUE! | #VALUE! | #N/A | #N/A | M13 | M17 | M23 | M31 |  |  | TRUE | #DIV/0! | #DIV/0! | 0 | TRUE | TRUE | TRUE | FALSE | TRUE | TRUE | 0 | #VALUE! | #VALUE! |  | #N/A | #N/A |  | 0 | 0 | 0 | 0 | 0 | 0 | 0 | 0 | 0 | 0 | 0 | 0 | 0 | 0 | 0 | 0 | 0 | 0 | 0 | #N/A | - S | #N/A | #N/A | #N/A | #N/A | 0 | #VALUE! | 0 | 0 | #VALUE! | #VALUE! | #VALUE! | #VALUE! | #VALUE! | 0 | #VALUE! | 1
[65 empty] | #VALUE! | #N/A | #N/A | #N/A | #N/A | #N/A | #N/A | #N/A | #N/A | #N/A | #N/A | 0 | #N/A | #N/A | #N/A | #N/A | #N/A | #N/A | #N/A | #N/A | #N/A | #N/A | 0 | #N/A | #VALUE! | #VALUE! |  | #VALUE! | 0 | #VALUE! | #VALUE! |  | #VALUE! | #N/A | #N/A | #N/A | #N/A | 0 | #VALUE! | 0 | 100 | 0 | #N/A | #N/A | #N/A | #N/A | #N/A | #N/A | #N/A | #N/A | 1 slot, 1 way | #N/A | 0 | #DIV/0! | #VALUE! | 0 | 0 | 0 | 2 | #N/A | #VALUE! | #VALUE! | #VALUE! | #VALUE! | #VALUE! | #VALUE! | #VALUE! | #N/A | #N/A | M13 | M17 | M23 | M31 |  |  | TRUE | #DIV/0! | #DIV/0! | 0 | TRUE | TRUE | TRUE | FALSE | TRUE | TRUE | 0 | #VALUE! | #VALUE! |  | #N/A | #N/A |  | 0 | 0 | 0 | 0 | 0 | 0 | 0 | 0 | 0 | 0 | 0 | 0 | 0 | 0 | 0 | 0 | 0 | 0 | 0 | #N/A | - S | #N/A | #N/A | #N/A | #N/A | 0 | #VALUE! | 0 | 0 | #VALUE! | #VALUE! | #VALUE! | #VALUE! | #VALUE! | 0 | #VALUE! | 1
[65 empty] | #VALUE! | #N/A | #N/A | #N/A | #N/A | #N/A | #N/A | #N/A | #N/A | #N/A | #N/A | 0 | #N/A | #N/A | #N/A | #N/A | #N/A | #N/A | #N/A | #N/A | #N/A | #N/A | 0 | #N/A | #VALUE! | #VALUE! |  | #VALUE! | 0 | #VALUE! | #VALUE! |  | #VALUE! | #N/A | #N/A | #N/A | #N/A | 0 | #VALUE! | 0 | 100 | 0 | #N/A | #N/A | #N/A | #N/A | #N/A | #N/A | #N/A | #N/A | 1 slot, 1 way | #N/A | 0 | #DIV/0! | #VALUE! | 0 | 0 | 0 | 2 | #N/A | #VALUE! | #VALUE! | #VALUE! | #VALUE! | #VALUE! | #VALUE! | #VALUE! | #N/A | #N/A | M13 | M17 | M23 | M31 |  |  | TRUE | #DIV/0! | #DIV/0! | 0 | TRUE | TRUE | TRUE | FALSE | TRUE | TRUE | 0 | #VALUE! | #VALUE! |  | #N/A | #N/A |  | 0 | 0 | 0 | 0 | 0 | 0 | 0 | 0 | 0 | 0 | 0 | 0 | 0 | 0 | 0 | 0 | 0 | 0 | 0 | #N/A | - S | #N/A | #N/A | #N/A | #N/A | 0 | #VALUE! | 0 | 0 | #VALUE! | #VALUE! | #VALUE! | #VALUE! | #VALUE! | 0 | #VALUE! | 1
[65 empty] | #VALUE! | #N/A | #N/A | #N/A | #N/A | #N/A | #N/A | #N/A | #N/A | #N/A | #N/A | 0 | #N/A | #N/A | #N/A | #N/A | #N/A | #N/A | #N/A | #N/A | #N/A | #N/A | 0 | #N/A | #VALUE! | #VALUE! |  | #VALUE! | 0 | #VALUE! | #VALUE! |  | #VALUE! | #N/A | #N/A | #N/A | #N/A | 0 | #VALUE! | 0 | 100 | 0 | #N/A | #N/A | #N/A | #N/A | #N/A | #N/A | #N/A | #N/A | 1 slot, 1 way | #N/A | 0 | #DIV/0! | #VALUE! | 0 | 0 | 0 | 2 | #N/A | #VALUE! | #VALUE! | #VALUE! | #VALUE! | #VALUE! | #VALUE! | #VALUE! | #N/A | #N/A | M13 | M17 | M23 | M31 |  |  | TRUE | #DIV/0! | #DIV/0! | 0 | TRUE | TRUE | TRUE | FALSE | TRUE | TRUE | 0 | #VALUE! | #VALUE! |  | #N/A | #N/A |  | 0 | 0 | 0 | 0 | 0 | 0 | 0 | 0 | 0 | 0 | 0 | 0 | 0 | 0 | 0 | 0 | 0 | 0 | 0 | #N/A | - S | #N/A | #N/A | #N/A | #N/A | 0 | #VALUE! | 0 | 0 | #VALUE! | #VALUE! | #VALUE! | #VALUE! | #VALUE! | 0 | #VALUE! | 1
[65 empty] | #VALUE! | #N/A | #N/A | #N/A | #N/A | #N/A | #N/A | #N/A | #N/A | #N/A | #N/A | 0 | #N/A | #N/A | #N/A | #N/A | #N/A | #N/A | #N/A | #N/A | #N/A | #N/A | 0 | #N/A | #VALUE! | #VALUE! |  | #VALUE! | 0 | #VALUE! | #VALUE! |  | #VALUE! | #N/A | #N/A | #N/A | #N/A | 0 | #VALUE! | 0 | 100 | 0 | #N/A | #N/A | #N/A | #N/A | #N/A | #N/A | #N/A | #N/A | 1 slot, 1 way | #N/A | 0 | #DIV/0! | #VALUE! | 0 | 0 | 0 | 2 | #N/A | #VALUE! | #VALUE! | #VALUE! | #VALUE! | #VALUE! | #VALUE! | #VALUE! | #N/A | #N/A | M13 | M17 | M23 | M31 |  |  | TRUE | #DIV/0! | #DIV/0! | 0 | TRUE | TRUE | TRUE | FALSE | TRUE | TRUE | 0 | #VALUE! | #VALUE! |  | #N/A | #N/A |  | 0 | 0 | 0 | 0 | 0 | 0 | 0 | 0 | 0 | 0 | 0 | 0 | 0 | 0 | 0 | 0 | 0 | 0 | 0 | #N/A | - S | #N/A | #N/A | #N/A | #N/A | 0 | #VALUE! | 0 | 0 | #VALUE! | #VALUE! | #VALUE! | #VALUE! | #VALUE! | 0 | #VALUE! | 1
[65 empty] | #VALUE! | #N/A | #N/A | #N/A | #N/A | #N/A | #N/A | #N/A | #N/A | #N/A | #N/A | 0 | #N/A | #N/A | #N/A | #N/A | #N/A | #N/A | #N/A | #N/A | #N/A | #N/A | 0 | #N/A | #VALUE! | #VALUE! |  | #VALUE! | 0 | #VALUE! | #VALUE! |  | #VALUE! | #N/A | #N/A | #N/A | #N/A | 0 | #VALUE! | 0 | 100 | 0 | #N/A | #N/A | #N/A | #N/A | #N/A | #N/A | #N/A | #N/A | 1 slot, 1 way | #N/A | 0 | #DIV/0! | #VALUE! | 0 | 0 | 0 | 2 | #N/A | #VALUE! | #VALUE! | #VALUE! | #VALUE! | #VALUE! | #VALUE! | #VALUE! | #N/A | #N/A | M13 | M17 | M23 | M31 |  |  | TRUE | #DIV/0! | #DIV/0! | 0 | TRUE | TRUE | TRUE | FALSE | TRUE | TRUE | 0 | #VALUE! | #VALUE! |  | #N/A | #N/A |  | 0 | 0 | 0 | 0 | 0 | 0 | 0 | 0 | 0 | 0 | 0 | 0 | 0 | 0 | 0 | 0 | 0 | 0 | 0 | #N/A | - S | #N/A | #N/A | #N/A | #N/A | 0 | #VALUE! | 0 | 0 | #VALUE! | #VALUE! | #VALUE! | #VALUE! | #VALUE! | 0 | #VALUE! | 1
[65 empty] | #VALUE! | #N/A | #N/A | #N/A | #N/A | #N/A | #N/A | #N/A | #N/A | #N/A | #N/A | 0 | #N/A | #N/A | #N/A | #N/A | #N/A | #N/A | #N/A | #N/A | #N/A | #N/A | 0 | #N/A | #VALUE! | #VALUE! |  | #VALUE! | 0 | #VALUE! | #VALUE! |  | #VALUE! | #N/A | #N/A | #N/A | #N/A | 0 | #VALUE! | 0 | 100 | 0 | #N/A | #N/A | #N/A | #N/A | #N/A | #N/A | #N/A | #N/A | 1 slot, 1 way | #N/A | 0 | #DIV/0! | #VALUE! | 0 | 0 | 0 | 2 | #N/A | #VALUE! | #VALUE! | #VALUE! | #VALUE! | #VALUE! | #VALUE! | #VALUE! | #N/A | #N/A | M13 | M17 | M23 | M31 |  |  | TRUE | #DIV/0! | #DIV/0! | 0 | TRUE | TRUE | TRUE | FALSE | TRUE | TRUE | 0 | #VALUE! | #VALUE! |  | #N/A | #N/A |  | 0 | 0 | 0 | 0 | 0 | 0 | 0 | 0 | 0 | 0 | 0 | 0 | 0 | 0 | 0 | 0 | 0 | 0 | 0 | #N/A | - S | #N/A | #N/A | #N/A | #N/A | 0 | #VALUE! | 0 | 0 | #VALUE! | #VALUE! | #VALUE! | #VALUE! | #VALUE! | 0 | #VALUE! | 1
[65 empty] | #VALUE! | #N/A | #N/A | #N/A | #N/A | #N/A | #N/A | #N/A | #N/A | #N/A | #N/A | 0 | #N/A | #N/A | #N/A | #N/A | #N/A | #N/A | #N/A | #N/A | #N/A | #N/A | 0 | #N/A | #VALUE! | #VALUE! |  | #VALUE! | 0 | #VALUE! | #VALUE! |  | #VALUE! | #N/A | #N/A | #N/A | #N/A | 0 | #VALUE! | 0 | 100 | 0 | #N/A | #N/A | #N/A | #N/A | #N/A | #N/A | #N/A | #N/A | 1 slot, 1 way | #N/A | 0 | #DIV/0! | #VALUE! | 0 | 0 | 0 | 2 | #N/A | #VALUE! | #VALUE! | #VALUE! | #VALUE! | #VALUE! | #VALUE! | #VALUE! | #N/A | #N/A | M13 | M17 | M23 | M31 |  |  | TRUE | #DIV/0! | #DIV/0! | 0 | TRUE | TRUE | TRUE | FALSE | TRUE | TRUE | 0 | #VALUE! | #VALUE! |  | #N/A | #N/A |  | 0 | 0 | 0 | 0 | 0 | 0 | 0 | 0 | 0 | 0 | 0 | 0 | 0 | 0 | 0 | 0 | 0 | 0 | 0 | #N/A | - S | #N/A | #N/A | #N/A | #N/A | 0 | #VALUE! | 0 | 0 | #VALUE! | #VALUE! | #VALUE! | #VALUE! | #VALUE! | 0 | #VALUE! | 1
[65 empty] | #VALUE! | #N/A | #N/A | #N/A | #N/A | #N/A | #N/A | #N/A | #N/A | #N/A | #N/A | 0 | #N/A | #N/A | #N/A | #N/A | #N/A | #N/A | #N/A | #N/A | #N/A | #N/A | 0 | #N/A | #VALUE! | #VALUE! |  | #VALUE! | 0 | #VALUE! | #VALUE! |  | #VALUE! | #N/A | #N/A | #N/A | #N/A | 0 | #VALUE! | 0 | 100 | 0 | #N/A | #N/A | #N/A | #N/A | #N/A | #N/A | #N/A | #N/A | 1 slot, 1 way | #N/A | 0 | #DIV/0! | #VALUE! | 0 | 0 | 0 | 2 | #N/A | #VALUE! | #VALUE! | #VALUE! | #VALUE! | #VALUE! | #VALUE! | #VALUE! | #N/A | #N/A | M13 | M17 | M23 | M31 |  |  | TRUE | #DIV/0! | #DIV/0! | 0 | TRUE | TRUE | TRUE | FALSE | TRUE | TRUE | 0 | #VALUE! | #VALUE! |  | #N/A | #N/A |  | 0 | 0 | 0 | 0 | 0 | 0 | 0 | 0 | 0 | 0 | 0 | 0 | 0 | 0 | 0 | 0 | 0 | 0 | 0 | #N/A | - S | #N/A | #N/A | #N/A | #N/A | 0 | #VALUE! | 0 | 0 | #VALUE! | #VALUE! | #VALUE! | #VALUE! | #VALUE! | 0 | #VALUE! | 1
[65 empty] | #VALUE! | #N/A | #N/A | #N/A | #N/A | #N/A | #N/A | #N/A | #N/A | #N/A | #N/A | 0 | #N/A | #N/A | #N/A | #N/A | #N/A | #N/A | #N/A | #N/A | #N/A | #N/A | 0 | #N/A | #VALUE! | #VALUE! |  | #VALUE! | 0 | #VALUE! | #VALUE! |  | #VALUE! | #N/A | #N/A | #N/A | #N/A | 0 | #VALUE! | 0 | 100 | 0 | #N/A | #N/A | #N/A | #N/A | #N/A | #N/A | #N/A | #N/A | 1 slot, 1 way | #N/A | 0 | #DIV/0! | #VALUE! | 0 | 0 | 0 | 2 | #N/A | #VALUE! | #VALUE! | #VALUE! | #VALUE! | #VALUE! | #VALUE! | #VALUE! | #N/A | #N/A | M13 | M17 | M23 | M31 |  |  | TRUE | #DIV/0! | #DIV/0! | 0 | TRUE | TRUE | TRUE | FALSE | TRUE | TRUE | 0 | #VALUE! | #VALUE! |  | #N/A | #N/A |  | 0 | 0 | 0 | 0 | 0 | 0 | 0 | 0 | 0 | 0 | 0 | 0 | 0 | 0 | 0 | 0 | 0 | 0 | 0 | #N/A | - S | #N/A | #N/A | #N/A | #N/A | 0 | #VALUE! | 0 | 0 | #VALUE! | #VALUE! | #VALUE! | #VALUE! | #VALUE! | 0 | #VALUE! | 1
[65 empty] | #VALUE! | #N/A | #N/A | #N/A | #N/A | #N/A | #N/A | #N/A | #N/A | #N/A | #N/A | 0 | #N/A | #N/A | #N/A | #N/A | #N/A | #N/A | #N/A | #N/A | #N/A | #N/A | 0 | #N/A | #VALUE! | #VALUE! |  | #VALUE! | 0 | #VALUE! | #VALUE! |  | #VALUE! | #N/A | #N/A | #N/A | #N/A | 0 | #VALUE! | 0 | 100 | 0 | #N/A | #N/A | #N/A | #N/A | #N/A | #N/A | #N/A | #N/A | 1 slot, 1 way | #N/A | 0 | #DIV/0! | #VALUE! | 0 | 0 | 0 | 2 | #N/A | #VALUE! | #VALUE! | #VALUE! | #VALUE! | #VALUE! | #VALUE! | #VALUE! | #N/A | #N/A | M13 | M17 | M23 | M31 |  |  | TRUE | #DIV/0! | #DIV/0! | 0 | TRUE | TRUE | TRUE | FALSE | TRUE | TRUE | 0 | #VALUE! | #VALUE! |  | #N/A | #N/A |  | 0 | 0 | 0 | 0 | 0 | 0 | 0 | 0 | 0 | 0 | 0 | 0 | 0 | 0 | 0 | 0 | 0 | 0 | 0 | #N/A | - S | #N/A | #N/A | #N/A | #N/A | 0 | #VALUE! | 0 | 0 | #VALUE! | #VALUE! | #VALUE! | #VALUE! | #VALUE! | 0 | #VALUE! | 1
[65 empty] | #VALUE! | #N/A | #N/A | #N/A | #N/A | #N/A | #N/A | #N/A | #N/A | #N/A | #N/A | 0 | #N/A | #N/A | #N/A | #N/A | #N/A | #N/A | #N/A | #N/A | #N/A | #N/A | 0 | #N/A | #VALUE! | #VALUE! |  | #VALUE! | 0 | #VALUE! | #VALUE! |  | #VALUE! | #N/A | #N/A | #N/A | #N/A | 0 | #VALUE! | 0 | 100 | 0 | #N/A | #N/A | #N/A | #N/A | #N/A | #N/A | #N/A | #N/A | 1 slot, 1 way | #N/A | 0 | #DIV/0! | #VALUE! | 0 | 0 | 0 | 2 | #N/A | #VALUE! | #VALUE! | #VALUE! | #VALUE! | #VALUE! | #VALUE! | #VALUE! | #N/A | #N/A | M13 | M17 | M23 | M31 |  |  | TRUE | #DIV/0! | #DIV/0! | 0 | TRUE | TRUE | TRUE | FALSE | TRUE | TRUE | 0 | #VALUE! | #VALUE! |  | #N/A | #N/A |  | 0 | 0 | 0 | 0 | 0 | 0 | 0 | 0 | 0 | 0 | 0 | 0 | 0 | 0 | 0 | 0 | 0 | 0 | 0 | #N/A | - S | #N/A | #N/A | #N/A | #N/A | 0 | #VALUE! | 0 | 0 | #VALUE! | #VALUE! | #VALUE! | #VALUE! | #VALUE! | 0 | #VALUE! | 1
[65 empty] | #VALUE! | #N/A | #N/A | #N/A | #N/A | #N/A | #N/A | #N/A | #N/A | #N/A | #N/A | 0 | #N/A | #N/A | #N/A | #N/A | #N/A | #N/A | #N/A | #N/A | #N/A | #N/A | 0 | #N/A | #VALUE! | #VALUE! |  | #VALUE! | 0 | #VALUE! | #VALUE! |  | #VALUE! | #N/A | #N/A | #N/A | #N/A | 0 | #VALUE! | 0 | 100 | 0 | #N/A | #N/A | #N/A | #N/A | #N/A | #N/A | #N/A | #N/A | 1 slot, 1 way | #N/A | 0 | #DIV/0! | #VALUE! | 0 | 0 | 0 | 2 | #N/A | #VALUE! | #VALUE! | #VALUE! | #VALUE! | #VALUE! | #VALUE! | #VALUE! | #N/A | #N/A | M13 | M17 | M23 | M31 |  |  | TRUE | #DIV/0! | #DIV/0! | 0 | TRUE | TRUE | TRUE | FALSE | TRUE | TRUE | 0 | #VALUE! | #VALUE! |  | #N/A | #N/A |  | 0 | 0 | 0 | 0 | 0 | 0 | 0 | 0 | 0 | 0 | 0 | 0 | 0 | 0 | 0 | 0 | 0 | 0 | 0 | #N/A | - S | #N/A | #N/A | #N/A | #N/A | 0 | #VALUE! | 0 | 0 | #VALUE! | #VALUE! | #VALUE! | #VALUE! | #VALUE! | 0 | #VALUE! | 1
[65 empty] | #VALUE! | #N/A | #N/A | #N/A | #N/A | #N/A | #N/A | #N/A | #N/A | #N/A | #N/A | 0 | #N/A | #N/A | #N/A | #N/A | #N/A | #N/A | #N/A | #N/A | #N/A | #N/A | 0 | #N/A | #VALUE! | #VALUE! |  | #VALUE! | 0 | #VALUE! | #VALUE! |  | #VALUE! | #N/A | #N/A | #N/A | #N/A | 0 | #VALUE! | 0 | 100 | 0 | #N/A | #N/A | #N/A | #N/A | #N/A | #N/A | #N/A | #N/A | 1 slot, 1 way | #N/A | 0 | #DIV/0! | #VALUE! | 0 | 0 | 0 | 2 | #N/A | #VALUE! | #VALUE! | #VALUE! | #VALUE! | #VALUE! | #VALUE! | #VALUE! | #N/A | #N/A | M13 | M17 | M23 | M31 |  |  | TRUE | #DIV/0! | #DIV/0! | 0 | TRUE | TRUE | TRUE | FALSE | TRUE | TRUE | 0 | #VALUE! | #VALUE! |  | #N/A | #N/A |  | 0 | 0 | 0 | 0 | 0 | 0 | 0 | 0 | 0 | 0 | 0 | 0 | 0 | 0 | 0 | 0 | 0 | 0 | 0 | #N/A | - S | #N/A | #N/A | #N/A | #N/A | 0 | #VALUE! | 0 | 0 | #VALUE! | #VALUE! | #VALUE! | #VALUE! | #VALUE! | 0 | #VALUE! | 1
[65 empty] | #VALUE! | #N/A | #N/A | #N/A | #N/A | #N/A | #N/A | #N/A | #N/A | #N/A | #N/A | 0 | #N/A | #N/A | #N/A | #N/A | #N/A | #N/A | #N/A | #N/A | #N/A | #N/A | 0 | #N/A | #VALUE! | #VALUE! |  | #VALUE! | 0 | #VALUE! | #VALUE! |  | #VALUE! | #N/A | #N/A | #N/A | #N/A | 0 | #VALUE! | 0 | 100 | 0 | #N/A | #N/A | #N/A | #N/A | #N/A | #N/A | #N/A | #N/A | 1 slot, 1 way | #N/A | 0 | #DIV/0! | #VALUE! | 0 | 0 | 0 | 2 | #N/A | #VALUE! | #VALUE! | #VALUE! | #VALUE! | #VALUE! | #VALUE! | #VALUE! | #N/A | #N/A | M13 | M17 | M23 | M31 |  |  | TRUE | #DIV/0! | #DIV/0! | 0 | TRUE | TRUE | TRUE | FALSE | TRUE | TRUE | 0 | #VALUE! | #VALUE! |  | #N/A | #N/A |  | 0 | 0 | 0 | 0 | 0 | 0 | 0 | 0 | 0 | 0 | 0 | 0 | 0 | 0 | 0 | 0 | 0 | 0 | 0 | #N/A | - S | #N/A | #N/A | #N/A | #N/A | 0 | #VALUE! | 0 | 0 | #VALUE! | #VALUE! | #VALUE! | #VALUE! | #VALUE! | 0 | #VALUE! | 1
[65 empty] | #VALUE! | #N/A | #N/A | #N/A | #N/A | #N/A | #N/A | #N/A | #N/A | #N/A | #N/A | 0 | #N/A | #N/A | #N/A | #N/A | #N/A | #N/A | #N/A | #N/A | #N/A | #N/A | 0 | #N/A | #VALUE! | #VALUE! |  | #VALUE! | 0 | #VALUE! | #VALUE! |  | #VALUE! | #N/A | #N/A | #N/A | #N/A | 0 | #VALUE! | 0 | 100 | 0 | #N/A | #N/A | #N/A | #N/A | #N/A | #N/A | #N/A | #N/A | 1 slot, 1 way | #N/A | 0 | #DIV/0! | #VALUE! | 0 | 0 | 0 | 2 | #N/A | #VALUE! | #VALUE! | #VALUE! | #VALUE! | #VALUE! | #VALUE! | #VALUE! | #N/A | #N/A | M13 | M17 | M23 | M31 |  |  | TRUE | #DIV/0! | #DIV/0! | 0 | TRUE | TRUE | TRUE | FALSE | TRUE | TRUE | 0 | #VALUE! | #VALUE! |  | #N/A | #N/A |  | 0 | 0 | 0 | 0 | 0 | 0 | 0 | 0 | 0 | 0 | 0 | 0 | 0 | 0 | 0 | 0 | 0 | 0 | 0 | #N/A | - S | #N/A | #N/A | #N/A | #N/A | 0 | #VALUE! | 0 | 0 | #VALUE! | #VALUE! | #VALUE! | #VALUE! | #VALUE! | 0 | #VALUE! | 1
[65 empty] | #VALUE! | #N/A | #N/A | #N/A | #N/A | #N/A | #N/A | #N/A | #N/A | #N/A | #N/A | 0 | #N/A | #N/A | #N/A | #N/A | #N/A | #N/A | #N/A | #N/A | #N/A | #N/A | 0 | #N/A | #VALUE! | #VALUE! |  | #VALUE! | 0 | #VALUE! | #VALUE! |  | #VALUE! | #N/A | #N/A | #N/A | #N/A | 0 | #VALUE! | 0 | 100 | 0 | #N/A | #N/A | #N/A | #N/A | #N/A | #N/A | #N/A | #N/A | 1 slot, 1 way | #N/A | 0 | #DIV/0! | #VALUE! | 0 | 0 | 0 | 2 | #N/A | #VALUE! | #VALUE! | #VALUE! | #VALUE! | #VALUE! | #VALUE! | #VALUE! | #N/A | #N/A | M13 | M17 | M23 | M31 |  |  | TRUE | #DIV/0! | #DIV/0! | 0 | TRUE | TRUE | TRUE | FALSE | TRUE | TRUE | 0 | #VALUE! | #VALUE! |  | #N/A | #N/A |  | 0 | 0 | 0 | 0 | 0 | 0 | 0 | 0 | 0 | 0 | 0 | 0 | 0 | 0 | 0 | 0 | 0 | 0 | 0 | #N/A | - S | #N/A | #N/A | #N/A | #N/A | 0 | #VALUE! | 0 | 0 | #VALUE! | #VALUE! | #VALUE! | #VALUE! | #VALUE! | 0 | #VALUE! | 1
[65 empty] | #VALUE! | #N/A | #N/A | #N/A | #N/A | #N/A | #N/A | #N/A | #N/A | #N/A | #N/A | 0 | #N/A | #N/A | #N/A | #N/A | #N/A | #N/A | #N/A | #N/A | #N/A | #N/A | 0 | #N/A | #VALUE! | #VALUE! |  | #VALUE! | 0 | #VALUE! | #VALUE! |  | #VALUE! | #N/A | #N/A | #N/A | #N/A | 0 | #VALUE! | 0 | 100 | 0 | #N/A | #N/A | #N/A | #N/A | #N/A | #N/A | #N/A | #N/A | 1 slot, 1 way | #N/A | 0 | #DIV/0! | #VALUE! | 0 | 0 | 0 | 2 | #N/A | #VALUE! | #VALUE! | #VALUE! | #VALUE! | #VALUE! | #VALUE! | #VALUE! | #N/A | #N/A | M13 | M17 | M23 | M31 |  |  | TRUE | #DIV/0! | #DIV/0! | 0 | TRUE | TRUE | TRUE | FALSE | TRUE | TRUE | 0 | #VALUE! | #VALUE! |  | #N/A | #N/A |  | 0 | 0 | 0 | 0 | 0 | 0 | 0 | 0 | 0 | 0 | 0 | 0 | 0 | 0 | 0 | 0 | 0 | 0 | 0 | #N/A | - S | #N/A | #N/A | #N/A | #N/A | 0 | #VALUE! | 0 | 0 | #VALUE! | #VALUE! | #VALUE! | #VALUE! | #VALUE! | 0 | #VALUE! | 1
[65 empty] | #VALUE! | #N/A | #N/A | #N/A | #N/A | #N/A | #N/A | #N/A | #N/A | #N/A | #N/A | 0 | #N/A | #N/A | #N/A | #N/A | #N/A | #N/A | #N/A | #N/A | #N/A | #N/A | 0 | #N/A | #VALUE! | #VALUE! |  | #VALUE! | 0 | #VALUE! | #VALUE! |  | #VALUE! | #N/A | #N/A | #N/A | #N/A | 0 | #VALUE! | 0 | 100 | 0 | #N/A | #N/A | #N/A | #N/A | #N/A | #N/A | #N/A | #N/A | 1 slot, 1 way | #N/A | 0 | #DIV/0! | #VALUE! | 0 | 0 | 0 | 2 | #N/A | #VALUE! | #VALUE! | #VALUE! | #VALUE! | #VALUE! | #VALUE! | #VALUE! | #N/A | #N/A | M13 | M17 | M23 | M31 |  |  | TRUE | #DIV/0! | #DIV/0! | 0 | TRUE | TRUE | TRUE | FALSE | TRUE | TRUE | 0 | #VALUE! | #VALUE! |  | #N/A | #N/A |  | 0 | 0 | 0 | 0 | 0 | 0 | 0 | 0 | 0 | 0 | 0 | 0 | 0 | 0 | 0 | 0 | 0 | 0 | 0 | #N/A | - S | #N/A | #N/A | #N/A | #N/A | 0 | #VALUE! | 0 | 0 | #VALUE! | #VALUE! | #VALUE! | #VALUE! | #VALUE! | 0 | #VALUE! | 1
[65 empty] | #VALUE! | #N/A | #N/A | #N/A | #N/A | #N/A | #N/A | #N/A | #N/A | #N/A | #N/A | 0 | #N/A | #N/A | #N/A | #N/A | #N/A | #N/A | #N/A | #N/A | #N/A | #N/A | 0 | #N/A | #VALUE! | #VALUE! |  | #VALUE! | 0 | #VALUE! | #VALUE! |  | #VALUE! | #N/A | #N/A | #N/A | #N/A | 0 | #VALUE! | 0 | 100 | 0 | #N/A | #N/A | #N/A | #N/A | #N/A | #N/A | #N/A | #N/A | 1 slot, 1 way | #N/A | 0 | #DIV/0! | #VALUE! | 0 | 0 | 0 | 2 | #N/A | #VALUE! | #VALUE! | #VALUE! | #VALUE! | #VALUE! | #VALUE! | #VALUE! | #N/A | #N/A | M13 | M17 | M23 | M31 |  |  | TRUE | #DIV/0! | #DIV/0! | 0 | TRUE | TRUE | TRUE | FALSE | TRUE | TRUE | 0 | #VALUE! | #VALUE! |  | #N/A | #N/A |  | 0 | 0 | 0 | 0 | 0 | 0 | 0 | 0 | 0 | 0 | 0 | 0 | 0 | 0 | 0 | 0 | 0 | 0 | 0 | #N/A | - S | #N/A | #N/A | #N/A | #N/A | 0 | #VALUE! | 0 | 0 | #VALUE! | #VALUE! | #VALUE! | #VALUE! | #VALUE! | 0 | #VALUE! | 1
[65 empty] | #VALUE! | #N/A | #N/A | #N/A | #N/A | #N/A | #N/A | #N/A | #N/A | #N/A | #N/A | 0 | #N/A | #N/A | #N/A | #N/A | #N/A | #N/A | #N/A | #N/A | #N/A | #N/A | 0 | #N/A | #VALUE! | #VALUE! |  | #VALUE! | 0 | #VALUE! | #VALUE! |  | #VALUE! | #N/A | #N/A | #N/A | #N/A | 0 | #VALUE! | 0 | 100 | 0 | #N/A | #N/A | #N/A | #N/A | #N/A | #N/A | #N/A | #N/A | 1 slot, 1 way | #N/A | 0 | #DIV/0! | #VALUE! | 0 | 0 | 0 | 2 | #N/A | #VALUE! | #VALUE! | #VALUE! | #VALUE! | #VALUE! | #VALUE! | #VALUE! | #N/A | #N/A | M13 | M17 | M23 | M31 |  |  | TRUE | #DIV/0! | #DIV/0! | 0 | TRUE | TRUE | TRUE | FALSE | TRUE | TRUE | 0 | #VALUE! | #VALUE! |  | #N/A | #N/A |  | 0 | 0 | 0 | 0 | 0 | 0 | 0 | 0 | 0 | 0 | 0 | 0 | 0 | 0 | 0 | 0 | 0 | 0 | 0 | #N/A | - S | #N/A | #N/A | #N/A | #N/A | 0 | #VALUE! | 0 | 0 | #VALUE! | #VALUE! | #VALUE! | #VALUE! | #VALUE! | 0 | #VALUE! | 1
[65 empty] | #VALUE! | #N/A | #N/A | #N/A | #N/A | #N/A | #N/A | #N/A | #N/A | #N/A | #N/A | 0 | #N/A | #N/A | #N/A | #N/A | #N/A | #N/A | #N/A | #N/A | #N/A | #N/A | 0 | #N/A | #VALUE! | #VALUE! |  | #VALUE! | 0 | #VALUE! | #VALUE! |  | #VALUE! | #N/A | #N/A | #N/A | #N/A | 0 | #VALUE! | 0 | 100 | 0 | #N/A | #N/A | #N/A | #N/A | #N/A | #N/A | #N/A | #N/A | 1 slot, 1 way | #N/A | 0 | #DIV/0! | #VALUE! | 0 | 0 | 0 | 2 | #N/A | #VALUE! | #VALUE! | #VALUE! | #VALUE! | #VALUE! | #VALUE! | #VALUE! | #N/A | #N/A | M13 | M17 | M23 | M31 |  |  | TRUE | #DIV/0! | #DIV/0! | 0 | TRUE | TRUE | TRUE | FALSE | TRUE | TRUE | 0 | #VALUE! | #VALUE! |  | #N/A | #N/A |  | 0 | 0 | 0 | 0 | 0 | 0 | 0 | 0 | 0 | 0 | 0 | 0 | 0 | 0 | 0 | 0 | 0 | 0 | 0 | #N/A | - S | #N/A | #N/A | #N/A | #N/A | 0 | #VALUE! | 0 | 0 | #VALUE! | #VALUE! | #VALUE! | #VALUE! | #VALUE! | 0 | #VALUE! | 1
[65 empty] | #VALUE! | #N/A | #N/A | #N/A | #N/A | #N/A | #N/A | #N/A | #N/A | #N/A | #N/A | 0 | #N/A | #N/A | #N/A | #N/A | #N/A | #N/A | #N/A | #N/A | #N/A | #N/A | 0 | #N/A | #VALUE! | #VALUE! |  | #VALUE! | 0 | #VALUE! | #VALUE! |  | #VALUE! | #N/A | #N/A | #N/A | #N/A | 0 | #VALUE! | 0 | 100 | 0 | #N/A | #N/A | #N/A | #N/A | #N/A | #N/A | #N/A | #N/A | 1 slot, 1 way | #N/A | 0 | #DIV/0! | #VALUE! | 0 | 0 | 0 | 2 | #N/A | #VALUE! | #VALUE! | #VALUE! | #VALUE! | #VALUE! | #VALUE! | #VALUE! | #N/A | #N/A | M13 | M17 | M23 | M31 |  |  | TRUE | #DIV/0! | #DIV/0! | 0 | TRUE | TRUE | TRUE | FALSE | TRUE | TRUE | 0 | #VALUE! | #VALUE! |  | #N/A | #N/A |  | 0 | 0 | 0 | 0 | 0 | 0 | 0 | 0 | 0 | 0 | 0 | 0 | 0 | 0 | 0 | 0 | 0 | 0 | 0 | #N/A | - S | #N/A | #N/A | #N/A | #N/A | 0 | #VALUE! | 0 | 0 | #VALUE! | #VALUE! | #VALUE! | #VALUE! | #VALUE! | 0 | #VALUE! | 1
[65 empty] | #VALUE! | #N/A | #N/A | #N/A | #N/A | #N/A | #N/A | #N/A | #N/A | #N/A | #N/A | 0 | #N/A | #N/A | #N/A | #N/A | #N/A | #N/A | #N/A | #N/A | #N/A | #N/A | 0 | #N/A | #VALUE! | #VALUE! |  | #VALUE! | 0 | #VALUE! | #VALUE! |  | #VALUE! | #N/A | #N/A | #N/A | #N/A | 0 | #VALUE! | 0 | 100 | 0 | #N/A | #N/A | #N/A | #N/A | #N/A | #N/A | #N/A | #N/A | 1 slot, 1 way | #N/A | 0 | #DIV/0! | #VALUE! | 0 | 0 | 0 | 2 | #N/A | #VALUE! | #VALUE! | #VALUE! | #VALUE! | #VALUE! | #VALUE! | #VALUE! | #N/A | #N/A | M13 | M17 | M23 | M31 |  |  | TRUE | #DIV/0! | #DIV/0! | 0 | TRUE | TRUE | TRUE | FALSE | TRUE | TRUE | 0 | #VALUE! | #VALUE! |  | #N/A | #N/A |  | 0 | 0 | 0 | 0 | 0 | 0 | 0 | 0 | 0 | 0 | 0 | 0 | 0 | 0 | 0 | 0 | 0 | 0 | 0 | #N/A | - S | #N/A | #N/A | #N/A | #N/A | 0 | #VALUE! | 0 | 0 | #VALUE! | #VALUE! | #VALUE! | #VALUE! | #VALUE! | 0 | #VALUE! | 1
[65 empty] | #VALUE! | #N/A | #N/A | #N/A | #N/A | #N/A | #N/A | #N/A | #N/A | #N/A | #N/A | 0 | #N/A | #N/A | #N/A | #N/A | #N/A | #N/A | #N/A | #N/A | #N/A | #N/A | 0 | #N/A | #VALUE! | #VALUE! |  | #VALUE! | 0 | #VALUE! | #VALUE! |  | #VALUE! | #N/A | #N/A | #N/A | #N/A | 0 | #VALUE! | 0 | 100 | 0 | #N/A | #N/A | #N/A | #N/A | #N/A | #N/A | #N/A | #N/A | 1 slot, 1 way | #N/A | 0 | #DIV/0! | #VALUE! | 0 | 0 | 0 | 2 | #N/A | #VALUE! | #VALUE! | #VALUE! | #VALUE! | #VALUE! | #VALUE! | #VALUE! | #N/A | #N/A | M13 | M17 | M23 | M31 |  |  | TRUE | #DIV/0! | #DIV/0! | 0 | TRUE | TRUE | TRUE | FALSE | TRUE | TRUE | 0 | #VALUE! | #VALUE! |  | #N/A | #N/A |  | 0 | 0 | 0 | 0 | 0 | 0 | 0 | 0 | 0 | 0 | 0 | 0 | 0 | 0 | 0 | 0 | 0 | 0 | 0 | #N/A | - S | #N/A | #N/A | #N/A | #N/A | 0 | #VALUE! | 0 | 0 | #VALUE! | #VALUE! | #VALUE! | #VALUE! | #VALUE! | 0 | #VALUE! | 1
[65 empty] | #VALUE! | #N/A | #N/A | #N/A | #N/A | #N/A | #N/A | #N/A | #N/A | #N/A | #N/A | 0 | #N/A | #N/A | #N/A | #N/A | #N/A | #N/A | #N/A | #N/A | #N/A | #N/A | 0 | #N/A | #VALUE! | #VALUE! |  | #VALUE! | 0 | #VALUE! | #VALUE! |  | #VALUE! | #N/A | #N/A | #N/A | #N/A | 0 | #VALUE! | 0 | 100 | 0 | #N/A | #N/A | #N/A | #N/A | #N/A | #N/A | #N/A | #N/A | 1 slot, 1 way | #N/A | 0 | #DIV/0! | #VALUE! | 0 | 0 | 0 | 2 | #N/A | #VALUE! | #VALUE! | #VALUE! | #VALUE! | #VALUE! | #VALUE! | #VALUE! | #N/A | #N/A | M13 | M17 | M23 | M31 |  |  | TRUE | #DIV/0! | #DIV/0! | 0 | TRUE | TRUE | TRUE | FALSE | TRUE | TRUE | 0 | #VALUE! | #VALUE! |  | #N/A | #N/A |  | 0 | 0 | 0 | 0 | 0 | 0 | 0 | 0 | 0 | 0 | 0 | 0 | 0 | 0 | 0 | 0 | 0 | 0 | 0 | #N/A | - S | #N/A | #N/A | #N/A | #N/A | 0 | #VALUE! | 0 | 0 | #VALUE! | #VALUE! | #VALUE! | #VALUE! | #VALUE! | 0 | #VALUE! | 1
[65 empty] | #VALUE! | #N/A | #N/A | #N/A | #N/A | #N/A | #N/A | #N/A | #N/A | #N/A | #N/A | 0 | #N/A | #N/A | #N/A | #N/A | #N/A | #N/A | #N/A | #N/A | #N/A | #N/A | 0 | #N/A | #VALUE! | #VALUE! |  | #VALUE! | 0 | #VALUE! | #VALUE! |  | #VALUE! | #N/A | #N/A | #N/A | #N/A | 0 | #VALUE! | 0 | 100 | 0 | #N/A | #N/A | #N/A | #N/A | #N/A | #N/A | #N/A | #N/A | 1 slot, 1 way | #N/A | 0 | #DIV/0! | #VALUE! | 0 | 0 | 0 | 2 | #N/A | #VALUE! | #VALUE! | #VALUE! | #VALUE! | #VALUE! | #VALUE! | #VALUE! | #N/A | #N/A | M13 | M17 | M23 | M31 |  |  | TRUE | #DIV/0! | #DIV/0! | 0 | TRUE | TRUE | TRUE | FALSE | TRUE | TRUE | 0 | #VALUE! | #VALUE! |  | #N/A | #N/A |  | 0 | 0 | 0 | 0 | 0 | 0 | 0 | 0 | 0 | 0 | 0 | 0 | 0 | 0 | 0 | 0 | 0 | 0 | 0 | #N/A | - S | #N/A | #N/A | #N/A | #N/A | 0 | #VALUE! | 0 | 0 | #VALUE! | #VALUE! | #VALUE! | #VALUE! | #VALUE! | 0 | #VALUE! | 1
[65 empty] | #VALUE! | #N/A | #N/A | #N/A | #N/A | #N/A | #N/A | #N/A | #N/A | #N/A | #N/A | 0 | #N/A | #N/A | #N/A | #N/A | #N/A | #N/A | #N/A | #N/A | #N/A | #N/A | 0 | #N/A | #VALUE! | #VALUE! |  | #VALUE! | 0 | #VALUE! | #VALUE! |  | #VALUE! | #N/A | #N/A | #N/A | #N/A | 0 | #VALUE! | 0 | 100 | 0 | #N/A | #N/A | #N/A | #N/A | #N/A | #N/A | #N/A | #N/A | 1 slot, 1 way | #N/A | 0 | #DIV/0! | #VALUE! | 0 | 0 | 0 | 2 | #N/A | #VALUE! | #VALUE! | #VALUE! | #VALUE! | #VALUE! | #VALUE! | #VALUE! | #N/A | #N/A | M13 | M17 | M23 | M31 |  |  | TRUE | #DIV/0! | #DIV/0! | 0 | TRUE | TRUE | TRUE | FALSE | TRUE | TRUE | 0 | #VALUE! | #VALUE! |  | #N/A | #N/A |  | 0 | 0 | 0 | 0 | 0 | 0 | 0 | 0 | 0 | 0 | 0 | 0 | 0 | 0 | 0 | 0 | 0 | 0 | 0 | #N/A | - S | #N/A | #N/A | #N/A | #N/A | 0 | #VALUE! | 0 | 0 | #VALUE! | #VALUE! | #VALUE! | #VALUE! | #VALUE! | 0 | #VALUE! | 1
[65 empty] | #VALUE! | #N/A | #N/A | #N/A | #N/A | #N/A | #N/A | #N/A | #N/A | #N/A | #N/A | 0 | #N/A | #N/A | #N/A | #N/A | #N/A | #N/A | #N/A | #N/A | #N/A | #N/A | 0 | #N/A | #VALUE! | #VALUE! |  | #VALUE! | 0 | #VALUE! | #VALUE! |  | #VALUE! | #N/A | #N/A | #N/A | #N/A | 0 | #VALUE! | 0 | 100 | 0 | #N/A | #N/A | #N/A | #N/A | #N/A | #N/A | #N/A | #N/A | 1 slot, 1 way | #N/A | 0 | #DIV/0! | #VALUE! | 0 | 0 | 0 | 2 | #N/A | #VALUE! | #VALUE! | #VALUE! | #VALUE! | #VALUE! | #VALUE! | #VALUE! | #N/A | #N/A | M13 | M17 | M23 | M31 |  |  | TRUE | #DIV/0! | #DIV/0! | 0 | TRUE | TRUE | TRUE | FALSE | TRUE | TRUE | 0 | #VALUE! | #VALUE! |  | #N/A | #N/A |  | 0 | 0 | 0 | 0 | 0 | 0 | 0 | 0 | 0 | 0 | 0 | 0 | 0 | 0 | 0 | 0 | 0 | 0 | 0 | #N/A | - S | #N/A | #N/A | #N/A | #N/A | 0 | #VALUE! | 0 | 0 | #VALUE! | #VALUE! | #VALUE! | #VALUE! | #VALUE! | 0 | #VALUE! | 1
[65 empty] | #VALUE! | #N/A | #N/A | #N/A | #N/A | #N/A | #N/A | #N/A | #N/A | #N/A | #N/A | 0 | #N/A | #N/A | #N/A | #N/A | #N/A | #N/A | #N/A | #N/A | #N/A | #N/A | 0 | #N/A | #VALUE! | #VALUE! |  | #VALUE! | 0 | #VALUE! | #VALUE! |  | #VALUE! | #N/A | #N/A | #N/A | #N/A | 0 | #VALUE! | 0 | 100 | 0 | #N/A | #N/A | #N/A | #N/A | #N/A | #N/A | #N/A | #N/A | 1 slot, 1 way | #N/A | 0 | #DIV/0! | #VALUE! | 0 | 0 | 0 | 2 | #N/A | #VALUE! | #VALUE! | #VALUE! | #VALUE! | #VALUE! | #VALUE! | #VALUE! | #N/A | #N/A | M13 | M17 | M23 | M31 |  |  | TRUE | #DIV/0! | #DIV/0! | 0 | TRUE | TRUE | TRUE | FALSE | TRUE | TRUE | 0 | #VALUE! | #VALUE! |  | #N/A | #N/A |  | 0 | 0 | 0 | 0 | 0 | 0 | 0 | 0 | 0 | 0 | 0 | 0 | 0 | 0 | 0 | 0 | 0 | 0 | 0 | #N/A | - S | #N/A | #N/A | #N/A | #N/A | 0 | #VALUE! | 0 | 0 | #VALUE! | #VALUE! | #VALUE! | #VALUE! | #VALUE! | 0 | #VALUE! | 1
[65 empty] | #VALUE! | #N/A | #N/A | #N/A | #N/A | #N/A | #N/A | #N/A | #N/A | #N/A | #N/A | 0 | #N/A | #N/A | #N/A | #N/A | #N/A | #N/A | #N/A | #N/A | #N/A | #N/A | 0 | #N/A | #VALUE! | #VALUE! |  | #VALUE! | 0 | #VALUE! | #VALUE! |  | #VALUE! | #N/A | #N/A | #N/A | #N/A | 0 | #VALUE! | 0 | 100 | 0 | #N/A | #N/A | #N/A | #N/A | #N/A | #N/A | #N/A | #N/A | 1 slot, 1 way | #N/A | 0 | #DIV/0! | #VALUE! | 0 | 0 | 0 | 2 | #N/A | #VALUE! | #VALUE! | #VALUE! | #VALUE! | #VALUE! | #VALUE! | #VALUE! | #N/A | #N/A | M13 | M17 | M23 | M31 |  |  | TRUE | #DIV/0! | #DIV/0! | 0 | TRUE | TRUE | TRUE | FALSE | TRUE | TRUE | 0 | #VALUE! | #VALUE! |  | #N/A | #N/A |  | 0 | 0 | 0 | 0 | 0 | 0 | 0 | 0 | 0 | 0 | 0 | 0 | 0 | 0 | 0 | 0 | 0 | 0 | 0 | #N/A | - S | #N/A | #N/A | #N/A | #N/A | 0 | #VALUE! | 0 | 0 | #VALUE! | #VALUE! | #VALUE! | #VALUE! | #VALUE! | 0 | #VALUE! | 1
[65 empty] | #VALUE! | #N/A | #N/A | #N/A | #N/A | #N/A | #N/A | #N/A | #N/A | #N/A | #N/A | 0 | #N/A | #N/A | #N/A | #N/A | #N/A | #N/A | #N/A | #N/A | #N/A | #N/A | 0 | #N/A | #VALUE! | #VALUE! |  | #VALUE! | 0 | #VALUE! | #VALUE! |  | #VALUE! | #N/A | #N/A | #N/A | #N/A | 0 | #VALUE! | 0 | 100 | 0 | #N/A | #N/A | #N/A | #N/A | #N/A | #N/A | #N/A | #N/A | 1 slot, 1 way | #N/A | 0 | #DIV/0! | #VALUE! | 0 | 0 | 0 | 2 | #N/A | #VALUE! | #VALUE! | #VALUE! | #VALUE! | #VALUE! | #VALUE! | #VALUE! | #N/A | #N/A | M13 | M17 | M23 | M31 |  |  | TRUE | #DIV/0! | #DIV/0! | 0 | TRUE | TRUE | TRUE | FALSE | TRUE | TRUE | 0 | #VALUE! | #VALUE! |  | #N/A | #N/A |  | 0 | 0 | 0 | 0 | 0 | 0 | 0 | 0 | 0 | 0 | 0 | 0 | 0 | 0 | 0 | 0 | 0 | 0 | 0 | #N/A | - S | #N/A | #N/A | #N/A | #N/A | 0 | #VALUE! | 0 | 0 | #VALUE! | #VALUE! | #VALUE! | #VALUE! | #VALUE! | 0 | #VALUE! | 1
|  |  | 0 | [161 empty] | 0 | 0 | 0 | 0 | 0 | 0 | 0 | 0 | 0 | 0 | 0
1 m from outside wall
1 ft from interior wall
OCCUPIED ZONE
HOZ
The occupied zone defined by ASHRAE Standard 55-2013 exempts the room volume within 1 ft. of an interior wall and 1 m from an exterior wall/window. Its height is that of the head level of its predominant occupancy.
H
VW
Centerline Spacing (C)
X
H
VOZ
°F
Room Humidity Ratio:
Room Dew Point:
°F
Grains
Density Factor:
Date:
Prepared by:
Room RH:
Room Temperature:
Primary Air Temperature:
Project Name
Cooling
Heating
Cooling
Heating
°F
Supply Water Temperature:
Chilled Water Additive:
Hot Water Additive:
Concentration:
Concentration:
Cooling
Heating
Max Water PD:
Max Air PD:
Max NC:
ft
Room Conditions
°F
°F
Primary Air Conditions
°F
ft
Water Conditions
Selection Limits
°F
%
%
Altitude
Use
CFM Tolerance:
Load Tolerance:
Use Scheduled Lengths
Select Any Length Within Max Limit
Length Limit:
Select Even Lengths Only
Length Settings
RapidSelect Options
?
Round Water Flows To :
GPM
Coil Type Default:
Beam Quantity Based On:
Minimum Beam Density:
Quantity Settings
RapidSelect - All Zones
RapidSelect - Single Zone
Water Trim
Hide/Unhide Global Parameters
Fix Formatting
Video Tutorial
CBAW
3 to 8' Long
Vertical coil
1 way throw
2 or 4 Pipe
Sidewall mount
CBLV-12
12" Wide
2 to 10' Long
Vertical coils
Condensate tray
1 or 2 way throw
2 or 4 Pipe
Ceiling mount
CBE2-12
18" Wide
2 to 10' Long
Vertical coils
Condensate tray
1 or 2 way throw
2 or 4 Pipe
Exposed mount
CBAV
7" Wide
2 to 6' Long
Vertical coil
Condensate tray
1 or 2 way throw
2 or 4 Pipe
Concealed mount
Requires seperate diffuser
CBAM
24" Wide
2 or 4' Long
Horizontal coil
4 way throw
2 or 4 Pipe
Ceiling mount
CBAB
3 to 6' Long
Horizontal coil
1 way throw
2 or 4 Pipe
Bulkhead mount
CBAS
3 to 6' Long
Vertical coil
Condensate tray
Vertical throw
2 or 4 Pipe
Sill mount
CBE2-24
20" Wide
2 to 10' Long
Horizontal coil
1 or 2 way throw
2 or 4 Pipe
Exposed mount
CBAL2
24" Wide
2 to 10' Long
Horizontal coil
1 or 2 way throw
2 or 4 Pipe
Ceiling mount
Models
Note on BS8: Nicholas J. Searle: Water Altitude correction
Note on BT8: Nicholas J. Searle: CHW temperature correction
Note on BU8: Nicholas J. Searle: Glycol additive correction
Note on E18: Required for RapidSelect Column A turns green when minimum data has been entered for RapidSelect
Note on EX22: Loudermilk, Ken: Added for CBAV discharge pattern option.

## Chilled Beam Schedule
Chilled Beam Schedule
Prepared By:
Project / Job #:
Project Locaton:
|  |  | Date: | 2025-11-11 15:04
| Project Altitude: |  |  | 0
Contractor:
Customer:
Chilled Beam Detail Performance
| Chilled Beams General Information | [10 empty] | Cooling | [11 empty] | Heating | [8 empty] | NC | Air Distribution
[34 empty] | Outlet Placement |  |  |  | Cooling |  |  |  | Heating
| Tag | Qty | Model | Ref/Room | Piping Config | Coil Type | Nozzle Size | Width | Length | Duct Conn. | PATTERN | Primary Airflow | Room Air Temperature | Relative Humidity | Primary Air Temperature | Air PD | Waterflow | Cooling Fluid | Water Supply Temperature | Water Pressure Drop | Coil Capacity (per unit) | Primary Air Capacity (per unit) | Total (Sensible) Capacity (per unit) | Room Air Temperature | Primary Air Temperature | Waterflow | Heating Fluid | Water Supply Temperature | Water Pressure Drop | Coil Capacity (per unit) | Primary Air Capacity (per unit) | Total (Sensible) Capacity (per unit) | Sound Pressure | Ceiling Height | OZ Height (HOZ) | Distance to Wall (X) | Centerline Spacing (C) | VOZ | TOZ | VW | TW | VW | TW | Comments
[8 empty] | (in.) | (FT) | (in.) |  | (CFM) | (°F) | % | (°F) | (in. WG) | (GPM) |  | (°F) | (FT H20) | (BTU/H) | (BTU/H) | (BTU/H) | (°F) | (°F) | (GPM) |  | (°F) | (FT H20) | (BTU/H) | (BTU/H) | (BTU/H) | NC | (FT) | (FT) | (FT) | (FT) | FPM | (°F) | FPM | (°F) | FPM | (°F)
1
2
3
4
5
6
7
8
9
10
11
12
13
14
15
16
17
18
19
20
21
22
23
24
25
26
27
28
29
30
31
32
33
34
35
36
37
38
39
40
41
42
43
44
45
46
47
48
49
50
51
52
53
54
55
56
57
58
59
60
61
62
63
64
65
66
67
68
69
70
71
72
73
74
75
76
77
78
79
80
81
82
83
84
85
86
87
88
89
90
91
92
93
94
95
96
97
98
99
100
101
102
103
104
105
106
107
108
109
110
111
112
113
114
115
116
117
118
119
120
121
122
123
124
125
126
127
128
129
130
131
132
133
134
135
136
137
138
139
140
141
142
143
144
145
146
147
148
149
150
151
152
153
154
155
156
157
158
159
160
161
162
163
164
165
166
167
168
169
170
171
172
173
174
175
176
177
178
179
180
181
182
183
184
185
186
187
188
189
190
191
192
193
194
195
196
197
198
199
200
201
202
203
204
205
206
207
208
209
210
211
212
213
214
215
216
217
218
219
220
221
222
223
224
225
226
227
228
229
230
231
232
233
234
235
236
237
238
239
240
241
242
243
244
245
246
247
248
249
250
251
252
253
254
255
256
257
258
259
260
261
262
263
264
265
266
267
268
269
270
271
272
273
274
275
276
277
278
279
280
281
282
283
284
285
286
287
288
289
290
291
292
293
294
295
296
297
298
299
300
301
302
303
304
305
306
307
308
309
310
311
312
313
314
315
316
317
318
319
320
321
322
323
324
325
326
327
328
329
330
331
332
333
334
335
336
337
338
339
340
341
342
343
344
345
346
347
348
349
350
351
352
353
354
355
356
357
358
359
360
361
362
363
364
365
366
367
368
369
370
371
1 m from outside wall
1 ft from interior wall
OCCUPIED ZONE
HOZ
H
VW
Centerline Spacing (C)
X
H
VOZ
Paste Schedule To New Blank Sheet

## Building Summary
Chilled Beam System Design Summary
[5 empty] | Based On: | Standard Qty (Good Efficiency)
Room Setpoints |  |  | Primary Air Conditions |  |  | Water Conditions |  |  |  | Altitude
Cooling |  | Heating | Cooling |  | Heating | Cooling Temp. | Additive | Heating Temp. | Additive
75 | 53 % RH | 70 | 55 | 48 | 55 | 57 | 100% None | 120 | 100% None | 0
| Number of Zones |  | 0
| Total Area |  | 0
| Primary Air |  | 0
| Chilled Water |  | 0
| Hot Water |  | 0
| Beam Quantity |  | 0
| Total Beam Length |  | 0 | [7 empty] | Airside Cooling | Waterside Cooling
| Airside Cooling |  | 0 | [7 empty] | 0 | 0
| Waterside Cooling |  | 0
| Total Sensible Cooling |  | 0
| Latent Cooling |  | 0
| Total Heating |  | 0

## User Notes
User Notes
Titus Active Chilled Beam Selection Program
Version 5.0
Room Dry Bulb Temperature
| 72°F |  | 73°F |  | 74°F |  | 75°F |  | 76°F |  | 77°F |  | 78°F
| RHROOM | TDEWPOINT | RHROOM | TDEWPOINT | RHROOM | TDEWPOINT | RHROOM | TDEWPOINT | RHROOM | TDEWPOINT | RHROOM | TDEWPOINT | RHROOM | TDEWPOINT
| 55% | 55 | 54% | 55.5 | 52% | 55.3 | 50% | 55.2 | 49% | 55.6 | 48% | 55.9 | 46% | 55.6
| 58% | 56.5 | 57% | 56.9 | 55% | 56.9 | 53% | 56.8 | 51% | 56.6 | 50% | 57 | 48% | 56.8
| 61% | 57.9 | 59% | 57.9 | 57% | 57.9 | 55% | 57.8 | 53% | 57.7 | 51% | 57.6 | 50% | 57.9
Compatibility.
The Titus Active Chilled Beam Select Software is designed for use with Microsoft Excel version 2010 and later. Excel macros must be enabled for the program to function correctly.
Purpose.
This software is designed to assist engineers with the selection and layout of an active chilled beam system. The program is laid out in five sections: Global Inputs, Zone Requirements, Individual Inputs, Zone Performance and Individual Unit Performance.
Understanding the Sheet Sections.
Global Inputs
In this section the user inserts the design parameters for the project. This data includes project name, space temperature and humidity set points, primary air and water conditions and altitude.
Note: Changes in the Global Inputs will affect the performance of all of the beams previously selected. Those beams should be revisited to make sure the Global Input change did not affect their ability to provide the required zone performance.
Space Design Temperature and Humidity Conditions
Select the room design conditions (dry bulb temperature & RH%) within the valid entry ranges. While VAV systems are often designed for a room humidity of 50% RH, it is common design practice to design a chilled beam system to a slightly higher value. This is due to the fact that chilled beam systems are typically designed for a constant volume primary air supply which ensures that the design dehumidification is assured at all times, even during part load sensible cooling conditions.
Note: Proper maintenance of space humidity conditions usually determine the design primary airflow rates in chilled beam systems. Designing to a slightly higher room RH% can significantly reduce the amount of primary air required. Since the space latent cooling demand is inversely proportional to the differential (ΔW) between the humidity ratio of the room air and that of the primary air, either raisng the room humidity ratio and/or reducing the primary air humidity ratio will increase this differential (ΔW). For example, when primary air with at a conventional humidity ratio (54 grains) is delivered to a room designed for 75°F DB, increasing the design RH% from 50% (W = 65 grains) to 55% (72 grains) increases the ΔW from 11 to 18 grains which reduces the space latent cooling demand (and the primary airflow rate requirement to satisfy it) by about 40%. Design for unnecesarily high primary airflow rates can result in space overcooling and necessitate excessive reheat so it is recommended that the design primary airflow rate be maintained as low as possible.
The table below details recommendations for room temperature/RH% design conditions for chilled beam systems. All of the combinations in the table produce room conditions that comply with ASHRAE Standard 55-2013 thermal comfort recommendations and assume the use of a chilled beam water supply temperature above the space dewpoint temperature.
Water Temperatures
The chilled beam chilled water temperature (CHW) should be set above the room dew point temperature to prevent condensation occurring on the coils. The room dew point temperature is shown under the room conditions (DB temperature and RH%) entered by the user. If the user enters a CHW supply temperature below the room dew point a warning dialog is shown, if this occurs, raise the CHW temperature to at or above the dew point. Typical temperatures range from 56 to 62 degrees, with lower temperatures being suited to applications with high sensible loads.
Note: In the event a chilled water supply temperature that is below the calculated room dew point is entered, the entry cell will be highlighted. Upon seeing this, the user can either increase the chilled water supply temperature or accept the fact that the chilled water supply temperature is below the space dew point temperture (not generally recommended) and accept any condensation risks associated. In the event Global Inputs that might affect the space dew point temperature calculation are made, the chilled water supply temperature should be compared with the revised room dew point temperature and revised accordingly. Any Global Input change will affect all of the selections previously performed.
Heating water temperatures of between 100 – 130 degrees are recommended for 2-pipe chilled beams, while up to around 140 degrees can be used for 4-pipe beams. High heating water temperatures (>140) are not recommended and may cause space stratification and poor mixing and will trigger a warning dialog.
Primary Air Conditions
The primary air conditions (Dry Bulb and Humidity ratio) are entered for summer conditions while only the dry bulb temperature is required for winter conditions (the same Humidity Ratio and space latent heat gain is assumed equal for both conditions). The primary air serving a chilled beam system is often designed with a lower moisture content than a VAV system, typical values are between 45 and 51 grains. Dry bulb temperatures bettwen 55 and 65 degrees are typically used with the warmer temperatures being used for high ventilation rate applications (hospital patient rooms, laboratories) to reduce the reheat. Temperatures below 51 degrees are not recommended as this may cause condensation to form inside the chilled beam unit, a warning dialog is triggered below 51 degrees.
Altitude
The entry in this cell indicates the altitude at which the system is operating. This entry affects the calculation of room and primary air density, dew point temperature and humidity ratios performed by the program.
Water Additives
These entries define any anti-freeze additives that are to be used in the application. The user should identify their types and concentration for the water circuit(s) in which they are used.
Pressure loss and NC limitations
These entries define any maximum air or waterside pressure drops or NC limitatiions of the design. It is recommnded that water coil head losses not exceed ten (10) feet in order to assure water velocities that do not create audible noise. If the water flow rate entered by the user results in a head loss that exceeds the user's input value, the selection program will automatically revert to a multi-circuit coil which will reduce the head loss considerably.
Note: NC or airside performance that exceeds the limitations specified by the user will result in the repective zone performance result cell being shaded red to alert the user of its non-conformance. In this event, the user should consider the remediation procedures suggested in the Remedies section that follows.
Zone Requirements (Columns B through H)
In this section the user can manually enter or paste (using the “paste values” function) the zone data which includes: Tag, Zone Name, Area, Cooling & Heating loads and minimum ventilation rate.
Individual Beam Inputs (Columns J through U)
In this section the user enters the data for each chilled beam unit serving the zone.
Qty
This is the quantity of beams of a given type serving a single zone. The approximate quantity is an estimate based on the air/water conditions, room set points, ventilation airflow and model. The use can enter the actual desired quantity in the column to the right. If more than one beam type serves the zone, the beams should be aptly labeled and entered on separate lines.
Beam Model
Using the diagrams and description at the top of the sheet, the user selects the style of chilled beam unit to be employed.
Length
The length is chosen from the drop down box that appears once the beam model has been entered. The available lengths for the beam model chosen are presented in the drop down menu.
Discharge pattern
Discahrge patterns available for the beam model chosen are presented in the cell's pull down menu.
Coil Type
The user can select the coil according to the types available in the drop down menu. Four pipe coils (designated "4 pipe H/C") should be selected when the coil within the beam is supplied by a four (4) pipe distribution system and is intended to provide cooling and heating to the zone it serves.
Two pipe coils designated "2 pipe H/C" are intended for two pipe distribution applications where the temperature of the supply water delivered to the zone is varied according to season. These coils are also employed when the zone is supplied by six (6) port zone valves. These valves are designed to receive both chilled and hot water from the separate distribution systems and decide which water source is required to supply to the beams within the zone. They also modulated the chosen water flow according to the space thermostat's indicated demand.
Two pipe coils designated "2 pipe cooling" or "2 pipe heating" are intended for use where a two pipe dsistribution system delivers only chilled or hot water to a zone. Coils designated as "2 pipe cooling" are appropriate for interior zone cooling where heating is not required.
Note: Two pipe coils designated "2 pipe cooling" are also used for applications where the heating source is de-coupled from the beam's coil itself. Examples include fin tube or radiant panel heating and the employment of a zone heating coil that heats the primary air before its delivery to the beam. In the event a zone heating requirement value is entered in column "G" yet a "2 pipe (cooling) coil is specified in column "O", the program assumes that zone heating is being provided by a zone heating coil mounted in the primary air duct and calculates the supply (discharge) air temperature under the assumption the design zone heating is being provided by the primary air. If this is not the case, no value should be specified in column "G" as the heat provided by the de-coupled heating source will not affect the beams' discharge temperature.
Nozzle Type
All TITUS active beams are available with at least three (3) differeing nozzle types. The nozzle types for the chosen model apeear in a drop down menu for the user's selection.
The nozzle types appear in order of their diameter. M13 nozzles are the smallest while M31 nozzles are the largest available for the model selected. In general, small nozzles create higher room air induction rates (per CFM of primary air) but also have considerably lower primary air capacities. Larger nozzles have high primary air capacities but lower induction rates.
Note: The most common nozzle is the M17 and M23 nozzles and they should probably the starting point for most selections.
Minimum Design Primary Airflow Rate (Column Q)
The program calculates a minimum primary airflow rate for the beams' design purposes based on three defining criteria:
1) The minimum flow rate (through each beam) required to provide the user specified zone ventilation rate.
2) The minimum flow rate (through each beam) required to provide the user specified zone latent cooling.
3) A minimum nozzle velocity of 1,250 FPM through the beam model, size and nozzle type previously selected by the user. This velocity is the minimum at which the beams' induction performance can be assured. The beams' primary airflow rate can be reduced below this threshold (for example where demand control ventilation is employed) but design should not be performed at velocities lower then 1,250 FPM.
Note: In actual operation, the primary airflow rate to the beams may be reduced below the minimum value used for design purposes which is designated here. In most cases the primary airflow rate should only be reduced after the zone water flow has been discontinued (examples would include further primary airflow reduction to reduce or eliminate reheating or unoccupied set back of the zone primary airflow). In cases where demand control ventilation (DCV) is employed, the space sensible and latent cooling demand should reduce in proportion to its occupancy level or provision for sensible and/or latent override of the primary airflow rate should be considered.
In all cases the primary airflow rate reduction should be limited to the airflow rate required to assure space ventilation and latent cooling requirements are met.
Individual Beam Primary Airflow Rate
This is the user defined primary airflow rate for the beam(s). It must be at or above the Minimum Design Primary Airflow Rate presented in Column Q of the selection program.
Air Inlet Size
This entry is performed from a drop down menu that lists the available inlet sizes for the model, length, nozzle type and primary airflow rate specified. The available inlet sizes are limited to those which provide the best acoustical performance for the appliication.
Note: It is suggested that the smallest inlet size be selected, provided it results in an acceptable NC and inlet pressure requirement. If it does not, enter a larger inlet size and/or refer to the Remedies section that follows.
Chilled and Hot Water Design Flow Rate Entries
The allowable entries are limited to ranges between 0.25 and 2.0 GPM on most models (those with a single coil) and 0.5 to 4.0 GPM on those (CBLV-12, CBE2-12) which feature twin vertical coils. The maximum limit is established at a flow rate which produces a water tube velocity (less than 6 FPS) to avoid audible noise as the fluid passes through the coil.
Note: Although the program allows their selection, flow rates below 0.5 GPM (or 1.0 GPM for dual coil models) will cause laminar flow conditions in the coil that may result in unpredictable heat transfer performance. In the event the required flow rate is less than this, it is suggested that the beams' water flow rate be selected for the flow rate required to assure non-laminar flow . In actual operation, the zone water valve will automatically modulate the coil's water flow rate over time to provide time averaged water flow rates that meet the instantaneous zone cooling and/or heating demand.
Resultant Performance Outputs
Individual Beam Performance (Columns AK through BB)
This section calculates the performance of the individual beams at the conditions enterd by the user in the previous sections. It includes air and water side cooling/heating perfomance, pressure losses, leaving coil water temperatures and the beam discharge air temperature. Individual beam NC levels are also presented.
Note: The Net Heating performance (column AY) represents the coil's heating performance less any sensible cooling effect that is provided by primary air delivery at a temperature below that of the room.
Zone Performance (Columns W through AI)
This section sums the individual beams' performance to calculate the zone performance. This performance is then compared to the Zone Requirements entered by the user.
Note: In the event the resultant zone sensible cooling, latent cooling or net heating perfomance is less than the user specified values in columns E, F and G respectively the cells related to the perfomance deficit will be highlighted. The user should refer to the following Remedies section that follows for suggestions in correcting such deficits.
Air Distribution Performance
In order to estimate local velocities and temperatures at key thermal comfort locations within the room, the user can provide dimensional input (columns BD through DG) that establishes the location of the beams within the room and in proximity of one another. A graphic that shows all of the input variables as well as the locations (VW, VOZ) for which the output data applies is provided dirctly above the section header.
The two chosen points (VW, VOZ) of interest are deemed most important for the maintenance of acceptable thermal comfort within the space. VOZ represents the location directly below the collision point of two opposing airstreams where the supply air jet enters the user defined occupied zone. It is generally only important for cooling applications, and the velocity at that point should not generally exceed 50 to 60 FPM. If the stationary occupants of the space are predominantly seated, it is recommended that the height of the occupied zone be considered 3.5 feet while the height for areas with predominantly standing (stationary) occupants should be considered 5.5 to 6 feet.
VW is a point at the top of the defined occupied zone and within six (6) inches of an interior or exterior wall. A warm (heating) airstream should maintain some velocity to this point to avoid stratification that could cause excessive temperature gradients in the occupied zone.
Remedies for Zone Performance Shortcomings
The following procedures are recommended to be performed in order of presentation in the event the user's selection input does not conform to the project requirements.
Remedies for Insufficient Zone Sensible Cooling and/or Heating Performance
In the event the user's individual beam entry does not satisfy the zone cooling and/or heating requirements, the following steps are recommended to remedy the shortcoming:
1) Increase the water flow rate...if the maximum water flow rate entry does not achieve the desired results proceed to step 2.
2) Change the nozzle type (to a smaller nozzle)... but make sure the resultant airside presssure loss and NC are acceptable. Smaller nozzles are more efficient than large ones.
3) Increase the individual beam primary airflow rate, again making sure the resultant airside presssure loss and NC are acceptable.
4) Increase the beam length or change its discharge pattern. CBAL2, CBE2-24, CBLV-12 and CBE2-12 beams with two way discharge have considerably higher primary air and heat transfer capacities than their one way discharge variants.
5) Increase the number of beams in the zone. The individual beam air and water flow rates should also be verified and modified if this remedy is chosen.
6) Modify the primary air and/or water supply temperature in the Global Inputs. Doing so will affect all previously selected beams so readdress the water flow rate of those beams with the new Global Input setting.
Remedies for Insufficient Zone Latent Cooling Performance
In the event the user individual bem entry does not satisfy the zone latent cooling requirement, make sure the Primary Airflow Rate entry (column R) is equal to or greater than the minimum specified (column Q). After modifying the entry, review the resultant perfomance outputs and modify the other entries (columns J through T) as necessary to achieve the desired zone performance.
Note: The primary airflow requirement for zone latent cooling can be significantly reduced by increasing the room relative humidity (RH%) and/or reducing the primary air humidity ratio in the Global Inputs section. In the event either of these values are changed, it will be reflected in the performance outputs of the beams already selected as well as any subsequent selections. The chilled water supply temperature entry in the Global Input section should also be reviewed to assure that the value is still viable for the system's proper and safe operation.
Remedies for Unacceptable Airside Pressure Losses or Zone NC levels
In the event the beam airside pressure loss (column X) or zone NC level (column Y) exceed the maximum values specified in the Global Inputs section, they will be displayed with a red background. The user can either accept the selection or modify it to meet the project requirements. If the latter step is chosen, the following order of modification is recommended:
1) Increase the beam nozzle size...but make sure the modification does not compromise the beams' ability to meet the required zone cooling and/or heating requirements.
2) Increase the length or discharge pattrern of the beams. CBAL-24, CBLE-24, CBAL-12 and CBLE-12 beams with two way discharge have considerably higher primary air and heat transfer capacities than their one way discharge variants.
3) Increase the number of beams in the zone and reducing the individual beam primary airflow rates.
RapidSelect
New in this version of the selection program is an automated selection tool. RapidSelect automatically selects the active chilled beam length, nozzle, air and water flow rates. The function is designed to eliminate the need to perform manual selections for almost all situations. A detailed helpfile can be accessed by clicking the ? in the RapidSelect setup box on the "Calculation" sheet.
Chilled Beam Schedule
The selection program contains a seprate tab entitled "Chilled Beam Schedule". The schedule shown in the tab reflects the entries made by the user in the previous sections, but allows the user to hide columns that are not intended to be transferred to the project's mechnical drawings schedule. After deciding which columns to include, the user can then export the Schedule to the project mechanical drawings.

## LookUps (hidden)
[13 empty] | 1 slot, 4 pipe | 14
[13 empty] | 1 slot, 2 pipe | 12
[13 empty] | 2 slot, 4 pipe | 24
[13 empty] | 2 slot, 2 pipe | 22
[13 empty] | 4 slot, 4 pipe | 44
[13 empty] | 4 slot, 2 pipe | 42
[13 empty] | A1 | 1
[13 empty] | A2 | 2
[13 empty] | A3 | 3
[13 empty] | M13 | 4
[13 empty] | M17 | 5
[13 empty] | M23 | 6
[13 empty] | M31 | 7
| CBAB | CBAC | CBAL2 | CBAM | CBAS | CBAV | CBAW | CBE2-12 | CBE2-24 | CBLV | CBLV-12
| CBAB-00 | CBAC-00 | CBAL2-0 | CBAM-00 | CBAS-00 | CBAV-00 | CBAW-00 | CBE2-12 | CBE2-24 | CBLV-00 | CBLV-12
| 12.5 | 12.5 | 10 | 13.75 | 10 | 10 | 5 | 5 | 10 | 5 | 5
| 8 | 8 | 24 | 24 | 8 | 8 | 10.5 | 12 | 24 | 24 | 12
| CBAB | CBAC | CBAL2 | CBAM | CBAS | CBAV | CBAW | CBE2-12 | CBE2-24 | CBLV | CBLV-12
| CBAB-00 | CBAC-00 | CBAL2-0 | CBAM-00 | CBAS-00 | CBAV-00 | CBAW-00 | CBE2-12 | CBE2-24 | CBLV-00 | CBLV-12 | Length | Coil Type
02-2P1C | 0.6178 | 0.6178 | 0.69171 | 0.6455 | 0.69171 | 0.69171 | 0.96 | 1.37 | 0.69171 | 0.99015 | 1.37 | 2 | 2-Pipe, 1 Cir.
02-2P2C | 1.7298 | 1.7298 | 1.9368 | 1.7961 | 1.9368 | 1.9368 | 2.77 | 4.08 | 1.9368 | 2.7724 | 4.08 | 2 | 2-Pipe, 2 Cir.
02-4P1C | 0.69171 | 0.69171 | 0.80064 | 0.71429 | 0.80064 | 0.80064 | 1.12 | 1.6 | 0.80064 | 1.1547 | 1.6 | 2 | 4-Pipe, 1 Cir.
02-4P2C | 1.9368 | 1.9368 | 2.2418 | 2 | 2.2418 | 2.2418 | 3.16 | 4.47 | 2.2418 | 3.2332 | 4.47 | 2 | 4-Pipe, 2 Cir.
03-2P1C | 0.52058 | 0.52058 | 0.58321 |  | 0.58321 | 0.58321 | 0.82 | 1.15 | 0.58321 | 0.83045 | 1.15 | 3 | 2-Pipe, 1 Cir.
03-2P2C | 1.4576 | 1.4576 | 1.633 |  | 1.633 | 1.633 | 2.29 | 3.33 | 1.633 | 2.3253 | 3.33 | 3 | 2-Pipe, 2 Cir.
03-4P1C | 0.58321 | 0.58321 | 0.6742 |  | 0.6742 | 0.6742 | 0.95 | 1.34 | 0.6742 | 0.96674 | 1.34 | 3 | 4-Pipe, 1 Cir.
03-4P2C | 1.633 | 1.633 | 1.8878 |  | 1.8878 | 1.8878 | 1.66 | 3.78 | 1.8878 | 2.7069 | 3.78 | 3 | 4-Pipe, 2 Cir.
04-2P1C | 0.45835 | 0.45835 | 0.51299 | 0.45883 | 0.51299 | 0.51299 | 0.72 | 1.02 | 0.51299 | 0.72932 | 1.02 | 4 | 2-Pipe, 1 Cir.
04-2P2C | 1.2834 | 1.2834 | 1.4364 | 1.27 | 1.4364 | 1.4364 | 2 | 3.89 | 1.4364 | 2.0421 | 3.89 | 4 | 2-Pipe, 2 Cir.
04-4P1C | 0.51299 | 0.51299 | 0.59235 | 0.50767 | 0.59235 | 0.59235 | 0.84 | 1.18 | 0.59235 | 0.84819 | 1.18 | 4 | 4-Pipe, 1 Cir.
04-4P2C | 1.4364 | 1.4364 | 1.6586 | 1.4142 | 1.6586 | 1.6586 | 2.36 | 3.33 | 1.6586 | 2.3749 | 3.33 | 4 | 4-Pipe, 2 Cir.
05-2P1C | 0.41416 | 0.41416 | 0.46374 |  | 0.46374 | 0.46374 | 0.65 | 0.92 | 0.46374 | 0.65938 | 0.92 | 5 | 2-Pipe, 1 Cir.
05-2P2C | 1.1596 | 1.1596 | 1.2985 |  | 1.2985 | 1.2985 | 1.83 | 2.58 | 1.2985 | 1.8463 | 2.58 | 5 | 2-Pipe, 2 Cir.
05-4P1C | 0.46374 | 0.46374 | 0.53529 |  | 0.53529 | 0.53529 | 0.76 | 1.07 | 0.53529 | 0.76472 | 1.07 | 5 | 4-Pipe, 1 Cir.
05-4P2C | 1.2985 | 1.2985 | 1.4988 |  | 1.4988 | 1.4988 | 2.13 | 3.02 | 1.4988 | 2.1412 | 3.02 | 5 | 4-Pipe, 2 Cir.
06-2P1C | 0.38097 | 0.38097 | 0.42601 | 0.37529 | 0.42601 | 0.42601 | 0.6 | 0.85 | 0.42601 | 0.60523 | 0.85 | 6 | 2-Pipe, 1 Cir.
06-2P2C | 1.0667 | 1.0667 | 1.1928 | 1.0426 | 1.1928 | 1.1928 | 1.67 | 2.36 | 1.1928 | 1.6946 | 2.36 | 6 | 2-Pipe, 2 Cir.
06-4P1C | 0.42601 | 0.42601 | 0.49147 | 0.41523 | 0.49147 | 0.49147 | 0.7 | 0.98 | 0.49147 | 0.70014 | 0.98 | 6 | 4-Pipe, 1 Cir.
06-4P2C | 1.1928 | 1.1928 | 1.3761 | 1.1547 | 1.3761 | 1.3761 | 1.92 | 2.77 | 1.3761 | 1.9604 | 2.77 | 6 | 4-Pipe, 2 Cir.
07-2P1C |  |  | 0.39653 |  | 0.39653 | 0.39653 | 0.56 | 0.79 | 0.39653 | 0.56254 | 0.79 | 7 | 2-Pipe, 1 Cir.
07-2P2C |  |  | 1.1103 |  | 1.1103 | 1.1103 | 1.56 | 2.24 | 1.1103 | 1.5751 | 2.24 | 7 | 2-Pipe, 2 Cir.
07-4P1C |  |  | 0.45739 |  | 0.45739 | 0.45739 | 0.65 | 0.91 | 0.45739 | 0.65094 | 0.91 | 7 | 4-Pipe, 1 Cir.
07-4P2C |  |  | 1.2807 |  | 1.2807 | 1.2807 | 1.8 | 2.58 | 1.2807 | 1.8226 | 2.58 | 7 | 4-Pipe, 2 Cir.
08-2P1C |  |  | 0.37242 |  | 0.37242 | 0.37242 | 0.52 | 0.74 | 0.37242 | 0.52852 | 0.74 | 8 | 2-Pipe, 1 Cir.
08-2P2C |  |  | 1.0428 |  | 1.0428 | 1.0428 | 1.46 | 1.52 | 1.0428 | 1.4798 | 1.52 | 8 | 2-Pipe, 2 Cir.
08-4P1C |  |  | 0.42954 |  | 0.42954 | 0.42954 | 0.61 | 0.86 | 0.42954 | 0.61085 | 0.86 | 8 | 4-Pipe, 1 Cir.
08-4P2C |  |  | 1.2027 |  | 1.2027 | 1.2027 | 1.69 | 2.43 | 1.2027 | 1.7104 | 2.43 | 8 | 4-Pipe, 2 Cir.
09-2P1C |  |  | 0.35202 |  | 0.35202 | 0.35202 | 0.5 | 0.7 | 0.35202 | 0.49938 | 0.7 | 9 | 2-Pipe, 1 Cir.
09-2P2C |  |  | 0.98565 |  | 0.98565 | 0.98565 | 1.37 | 1.96 | 0.98565 | 1.3983 | 1.96 | 9 | 2-Pipe, 2 Cir.
09-4P1C |  |  | 0.40589 |  | 0.40589 | 0.40589 | 0.57 | 0.81 | 0.40589 | 0.57735 | 0.81 | 9 | 4-Pipe, 1 Cir.
09-4P2C |  |  | 1.1365 |  | 1.1365 | 1.1365 | 1.6 | 2.29 | 1.1365 | 1.6166 | 2.29 | 9 | 4-Pipe, 2 Cir.
10-2P1C |  |  | 0.33482 |  | 0.33482 | 0.33482 | 0.47 | 0.67 | 0.33482 | 0.47458 | 0.67 | 10 | 2-Pipe, 1 Cir.
10-2P2C |  |  | 0.93751 |  | 0.93751 | 0.93751 | 1.31 | 1.3 | 0.93751 | 1.3288 | 1.3 | 10 | 2-Pipe, 2 Cir.
10-4P1C |  |  | 0.38605 |  | 0.38605 | 0.38605 | 0.55 | 0.77 | 0.38605 | 0.54882 | 0.77 | 10 | 4-Pipe, 1 Cir.
10-4P2C |  |  | 1.0809 |  | 1.0809 | 1.0809 | 1.52 | 2.18 | 1.0809 | 1.5367 | 2.18 | 10 | 4-Pipe, 2 Cir.
| CBAB | CBAC | CBAL2 | CBAM | CBAS | CBAV | CBAW | CBE2-12 | CBE2-24 | CBLV | CBLV-12
| CBAB-00 | CBAC-00 | CBAL2-0 | CBAM-00 | CBAS-00 | CBAV-00 | CBAW-00 | CBE2-12 | CBE2-24 | CBLV-00 | CBLV-12 | Length | Coil Type
02-4P | 1.7179 | 1.7179 | 1.7179 | 1.7393 | 1.7179 | 1.7179 | 1.98 | 2.75 | 1.7179 | 1.9445 | 2.75 | 2 | 4-Pipe
03-4P | 1.4321 | 1.4321 | 1.4321 |  | 1.4321 | 1.4321 | 1.66 | 2.31 | 1.4321 | 1.6775 | 2.31 | 3 | 4-Pipe
04-4P | 1.2618 | 1.2618 | 1.2618 | 1.2147 | 1.2618 | 1.2618 | 1.4586 | 2.04 | 1.2618 | 1.4969 | 2.04 | 4 | 4-Pipe
05-4P | 1.1346 | 1.1346 | 1.1346 |  | 1.1346 | 1.1346 | 1.3188 | 1.84 | 1.1346 | 1.3644 | 1.84 | 5 | 4-Pipe
06-4P | 1.0441 | 1.0441 | 1.0441 | 0.98387 | 1.0441 | 1.0441 | 1.2082 | 1.7 | 1.0441 | 1.2702 | 1.7 | 6 | 4-Pipe
07-4P |  |  | 0.9685 |  | 0.9685 | 0.9685 | 1.1251 | 1.58 | 0.9685 | 1.1862 | 1.58 | 7 | 4-Pipe
08-4P |  |  | 0.91037 |  | 0.91037 | 0.91037 | 1.057 | 1.48 | 0.91037 | 1.1169 | 1.48 | 8 | 4-Pipe
09-4P |  |  | 0.85896 |  | 0.85896 | 0.85896 | 0.99751 | 1.4 | 0.85896 | 1.0634 | 1.4 | 9 | 4-Pipe
10-4P |  |  | 0.81762 |  | 0.81762 | 0.81762 | 0.95346 | 1.33 | 0.81762 | 1.0126 | 1.33 | 10 | 4-Pipe
| CBAB | CBAC | CBAL2 | CBAM | CBAS | CBAV | CBAW | CBE2-12 | CBE2-24 | CBLV | CBLV-12
| CBAB-00 | CBAC-00 | CBAL2-0 | CBAM-00 | CBAS-00 | CBAV-00 | CBAW-00 | CBE2-12 | CBE2-24 | CBLV-00 | CBLV-12 | Length | Coil Type
02-2P | 1.9537 | 1.9537 | 2.1874 | 4 | 2.1874 | 2.1874 | 4 | 4.3323 | 2.1874 | 3.1311 | 4.3323 | 2 | 2-Pipe
02-4P | 2.1874 | 2.1874 | 2.5318 | 4 | 2.5318 | 2.5318 | 4 | 5.0596 | 2.5318 | 3.6515 | 5.0596 | 2 | 4-Pipe
03-2P | 1.6462 | 1.6462 | 1.8443 |  | 1.8443 | 1.8443 | 4 | 3.6366 | 1.8443 | 2.6261 | 3.6366 | 3 | 2-Pipe
03-4P | 1.8443 | 1.8443 | 2.132 |  | 2.132 | 2.132 | 4 | 4.2375 | 2.132 | 3.0571 | 4.2375 | 3 | 4-Pipe
04-2P | 1.4494 | 1.4494 | 1.6222 | 4 | 1.6222 | 1.6222 | 4 | 3.2255 | 1.6222 | 2.3063 | 3.2255 | 4 | 2-Pipe
04-4P | 1.6222 | 1.6222 | 1.8732 | 4 | 1.8732 | 1.8732 | 4 | 3.7315 | 1.8732 | 2.6822 | 3.7315 | 4 | 4-Pipe
05-2P | 1.3097 | 1.3097 | 1.4665 |  | 1.4665 | 1.4665 | 4 | 2.9093 | 1.4665 | 2.0851 | 2.9093 | 5 | 2-Pipe
05-4P | 1.4665 | 1.4665 | 1.6927 |  | 1.6927 | 1.6927 | 4 | 3.3836 | 1.6927 | 2.4183 | 3.3836 | 5 | 4-Pipe
06-2P | 1.2047 | 1.2047 | 1.3472 | 4 | 1.3472 | 1.3472 | 4 | 2.6879 | 1.3472 | 1.9139 | 2.6879 | 6 | 2-Pipe
06-4P | 1.3472 | 1.3472 | 1.5542 | 4 | 1.5542 | 1.5542 | 4 | 3.099 | 1.5542 | 2.214 | 3.099 | 6 | 4-Pipe
07-2P |  |  | 1.2539 |  | 1.2539 | 1.2539 | 4 | 2.4982 | 1.2539 | 1.7789 | 2.4982 | 7 | 2-Pipe
07-4P |  |  | 1.4464 |  | 1.4464 | 1.4464 | 4 | 2.8777 | 1.4464 | 2.0585 | 2.8777 | 7 | 4-Pipe
08-2P |  |  | 1.1777 |  | 1.1777 | 1.1777 | 4 | 2.3401 | 1.1777 | 1.6713 | 2.3401 | 8 | 2-Pipe
08-4P |  |  | 1.3583 |  | 1.3583 | 1.3583 | 4 | 2.7196 | 1.3583 | 1.9317 | 2.7196 | 8 | 4-Pipe
09-2P |  |  | 1.1132 |  | 1.1132 | 1.1132 | 4 | 2.2136 | 1.1132 | 1.5792 | 2.2136 | 9 | 2-Pipe
09-4P |  |  | 1.2835 |  | 1.2835 | 1.2835 | 4 | 2.5614 | 1.2835 | 1.8257 | 2.5614 | 9 | 4-Pipe
10-2P |  |  | 1.0588 |  | 1.0588 | 1.0588 | 4 | 2.1187 | 1.0588 | 1.5008 | 2.1187 | 10 | 2-Pipe
10-4P |  |  | 1.2208 |  | 1.2208 | 1.2208 | 4 | 2.435 | 1.2208 | 1.7355 | 2.435 | 10 | 4-Pipe
| CBAB | CBAC | CBAL2 | CBAM | CBAS | CBAV | CBAW | CBE2-12 | CBE2-24 | CBLV | CBLV-12
| CBAB-00 | CBAC-00 | CBAL2-0 | CBAM-00 | CBAS-00 | CBAV-00 | CBAW-00 | CBE2-12 | CBE2-24 | CBLV-00 | CBLV-12 | Length | Slots
10-1S | 2.39 | 2.39 | 1.1 |  | 4.83 | 4.83 | 1.28 | 0.86 | 1.1 |  | 0.86 | 10 | 1
10-2S |  |  | 2.2 |  |  |  |  | 1.72 | 2.2 | 1.6528 | 1.72 | 10 | 2
2-1S | 0.39 | 0.39 | 0.2 |  | 0.16667 | 0.16667 | 0.22 | 0.16 | 0.2 |  | 0.16 | 2 | 1
2-2S |  |  | 0.4 |  |  |  |  | 0.32 | 0.4 | 0.31944 | 0.32 | 2 | 2
2-4S |  |  |  | 0.56 | [7 empty] | 2 | 4
3-1S | 0.64 | 0.64 | 0.32 |  | 1.33 | 1.33 | 0.35 | 0.25 | 0.32 |  | 0.25 | 3 | 1
3-2S |  |  | 0.64 |  |  |  |  | 0.5 | 0.64 | 0.48611 | 0.5 | 3 | 2
4-1S | 0.89 | 0.89 | 0.43 |  | 1.83 | 1.83 | 0.48 | 0.34 | 0.43 |  | 0.34 | 4 | 1
4-2S |  |  | 0.86 |  |  |  |  | 0.68 | 0.86 | 0.65278 | 0.68 | 4 | 2
4-4S |  |  |  | 0.88 | [7 empty] | 4 | 4
5-1S | 1.14 | 1.14 | 0.54 |  | 2.33 | 2.33 | 0.62 | 0.43 | 0.54 |  | 0.43 | 5 | 1
5-2S |  |  | 1.08 |  |  |  |  | 0.86 | 1.08 | 0.81944 | 0.86 | 5 | 2
6-1S | 1.39 | 1.39 | 0.65 |  | 2.83 | 2.83 | 0.75 | 0.51 | 0.65 |  | 0.51 | 6 | 1
6-2S |  |  | 1.3 |  |  |  |  | 1.02 | 1.3 | 0.98611 | 1.02 | 6 | 2
7-1S | 1.64 | 1.64 | 0.77 |  | 3.33 | 3.33 | 0.88 | 0.6 | 0.77 |  | 0.6 | 7 | 1
7-2S |  |  | 1.54 |  |  |  |  | 1.2 | 1.54 | 1.1528 | 1.2 | 7 | 2
8-1S | 1.89 | 1.89 | 0.88 |  | 3.83 | 3.83 | 1.02 | 0.69 | 0.88 |  | 0.69 | 8 | 1
8-2S |  |  | 1.76 |  |  |  |  | 1.38 | 1.76 | 1.3194 | 1.38 | 8 | 2
9-1S | 2.14 | 2.14 | 0.99 |  | 4.33 | 4.33 | 1.15 | 0.78 | 0.99 |  | 0.78 | 9 | 1
9-2S |  |  | 1.98 |  |  |  |  | 1.56 | 1.98 | 1.4861 | 1.56 | 9 | 2
Product | CBAB | CBAC | CBAL2 | CBAM | CBAS | CBAV | CBAW | CBE2-12 | CBE2-24 | CBLV | CBLV-12
Code | CBAB-00 | CBAC-00 | CBAL2-0 | CBAM-00 | CBAS-00 | CBAV-00 | CBAW-00 | CBE2-12 | CBE2-24 | CBLV-00 | CBLV-12
T2 | 1.401 | 1.401 | 0.693 | 1.1969 | 0.309 | 0.309 | 1.0659 | 0.834 | 0.693 | 0.834 | 0.834
T3 | 4.847 | 4.847 | 3.349 | 4.638 | 2.167 | 2.167 | 3.5601 | 3.96 | 3.349 | 3.96 | 3.96
T4 | 11.556 | 11.556 | 10.49 | 12.3674 | 7.67 | 7.67 | 8.7485 | 10.33 | 10.49 | 10.033 | 10.33
2
1
[8 empty] | 0.1 | 0.4 | 0.5 | 0.6 | 0.7 | 0.8
[8 empty] | 4412 | 4760 | 5030 | 5030 | 5351 | 5731 | COIL CAP. BTU/H
|  |  | M13 | M17 | M23 |  |  | 35 | 40 | 45 | 45 | 50 | 55 | CFM
|  | 80 | 50 | 80 | 160 | CFM |  | 4163 | 4566 | 5103 | 5494 | 5943 | 6394 | COIL CAP. BTU/H
| 7671 | 5943 | 5351 | 5943 | 7511 |  |  | 50 | 60 | 70 | 75 | 80 | 85 | CFM
[8 empty] | 4930 | 6130 | 6671 | 7188 | 7511 | 7827 | COIL CAP. BTU/H
[8 empty] | 100 | 120 | 135 | 150 | 160 | 170 | CFM
|  |  | M13 | M17 | M23
|  | 100 | 70 | 100 | 120 | CFM
| 5601 | 3441 | 3274 | 3441 | 4001
|  |  | M13 | M17 | M23
|  | 50 | 30 | 50 | 95 | CFM
| 3360 | 2280 | 1747 | 2280 | 3012
|  |  | M13 | M17 | M23
|  | 75 | 50 | 75 | 140 | CFM
| 6291 | 4671 | 2851 | 4671 | 6022
|  |  | M13 | M17 | M23
|  | 55 | 30 | 55 | 95 | CFM
| 4559 | 3371 | 2166 | 3371 | 4039
|  |  | M13 | M17 | M23
|  | 55 | 30 | 55 | 100 | CFM
| 3426 | 2238 | 1417 | 2238 | 4408
| CBAB | CBAC | CBAL2 | CBAM | CBAS | CBAV | CBAW | CBE2-12 | CBE2-24 | CBLV | CBLV-12
| CBAB-00 | CBAC-00 | CBAL2-0 | CBAM-00 | CBAS-00 | CBAV-00 | CBAW-00 | CBE2-12 | CBE2-24 | CBLV-00 | CBLV-12
BTU/H | 3426 | 3426 | 7671 | 3360 | 4266 | 4200 | 3496 | 5601 | 7671 | 6291 | 5601
| CBAB | CBAC | CBAL2 | CBAM | CBAS | CBAV | CBAW | CBE2-12 | CBE2-24 | CBLV | CBLV-12
| CBAB-00 | CBAC-00 | CBAL2-0 | CBAM-00 | CBAS-00 | CBAV-00 | CBAW-00 | CBE2-12 | CBE2-24 | CBLV-00 | CBLV-12
| 3 | 3 | 2 | 2 | 3 | 2 | 3 | 2 | 2 | 2 | 2
| 4 | 4 | 3 | 4 | 4 | 3 | 4 | 3 | 3 | 4 | 3
| 5 | 5 | 4 |  | 5 | 4 | 5 | 4 | 4 | 6 | 4
| 6 | 6 | 5 |  | 6 | 6 | 6 | 5 | 5 | 8 | 5
|  |  | 6 |  |  |  | 7 | 6 | 6 |  | 6
|  |  | 7 |  |  |  | 8 | 7 | 7 |  | 7
|  |  | 8 |  |  |  |  | 8 | 8 |  | 8
|  |  | 9 |  |  |  |  | 9 | 9 |  | 9
|  |  | 10 |  |  |  |  | 10 | 10 |  | 10
| CBAB | CBAC | CBAL2 | CBAM | CBAS | CBAV | CBAW | CBE2-12 | CBE2-24 | CBLV | CBLV-12
| CBAB-00 | CBAC-00 | CBAL2-0 | CBAM-00 | CBAS-00 | CBAV-00 | CBAW-00 | CBE2-12 | CBE2-24 | CBLV-00 | CBLV-12 | Length | Slots
02-1S | 23 | 23 | 21 |  |  | 19 | 19 | 17 | 21 |  | 17 | 2 | 1
02-2S |  |  | 42 |  |  | 19 |  | 34 | 42 | 36 | 34 | 2 | 2
02-4S |  |  |  | 72 | [7 empty] | 2 | 4
03-1S | 35 | 35 | 33 |  | 31 | 31 | 31 | 29 | 33 |  | 29 | 3 | 1
03-2S |  |  | 66 |  |  | 31 |  | 58 | 66 |  | 58 | 3 | 2
04-1S | 47 | 47 | 45 |  | 43 | 43 | 43 | 41 | 45 |  | 41 | 4 | 1
04-2S |  |  | 90 |  |  | 43 |  | 82 | 90 | 84 | 82 | 4 | 2
04-4S |  |  |  | 120 | [7 empty] | 4 | 4
05-1S | 59 | 59 | 57 |  | 55 |  | 55 | 53 | 57 |  | 53 | 5 | 1
05-2S |  |  | 114 |  |  |  |  | 106 | 114 |  | 106 | 5 | 2
06-1S | 71 | 71 | 69 |  | 67 | 67 | 67 | 65 | 69 |  | 65 | 6 | 1
06-2S |  |  | 138 |  |  | 67 |  | 130 | 138 | 132 | 130 | 6 | 2
07-1S |  |  | 81 |  |  |  | 79 | 77 | 81 |  | 77 | 7 | 1
07-2S |  |  | 162 |  |  |  |  | 154 | 162 |  | 154 | 7 | 2
08-1S |  |  | 93 |  |  |  | 91 | 89 | 93 |  | 89 | 8 | 1
08-2S |  |  | 186 |  |  |  |  | 178 | 186 | 180 | 178 | 8 | 2
09-1S |  |  | 105 |  |  |  |  | 101 | 105 |  | 101 | 9 | 1
09-2S |  |  | 210 |  |  |  |  | 202 | 210 |  | 202 | 9 | 2
10-1S |  |  | 117 |  |  |  |  | 113 | 117 |  | 113 | 10 | 1
10-2S |  |  | 234 |  |  |  |  | 226 | 234 |  | 226 | 10 | 2
| CBAB | CBAC | CBAL2 | CBAM | CBAS | CBAV | CBAW | CBE2-12 | CBE2-24 | CBLV | CBLV-12
| CBAB-00 | CBAC-00 | CBAL2-0 | CBAM-00 | CBAS-00 | CBAV-00 | CBAW-00 | CBE2-12 | CBE2-24 | CBLV-00 | CBLV-12 | Length | Slots
02-1S | 0.56 | 0.56 | 0.56 |  | 0.56 | 0.56 | 0.56 | 0.56 | 0.56 |  | 0.56 | 2 | 1
02-2S |  |  | 0.56 |  |  |  |  | 0.56 | 0.56 | 0.56 | 0.56 | 2 | 2
02-4S |  |  |  | 0.63 | [7 empty] | 2 | 4
03-1S | 0.78 | 0.78 | 0.78 |  | 0.78 | 0.78 | 0.78 | 0.78 | 0.78 |  | 0.78 | 3 | 1
03-2S |  |  | 0.78 |  |  |  |  | 0.78 | 0.78 | 0.78 | 0.78 | 3 | 2
04-1S | 1 | 1 | 1 |  | 1 | 1 | 1 | 1 | 1 |  | 1 | 4 | 1
04-2S |  |  | 1 |  |  |  |  | 1 | 1 | 1 | 1 | 4 | 2
04-4S |  |  |  | 1 | [7 empty] | 4 | 4
05-1S | 1.21 | 1.21 | 1.214 |  | 1.21 | 1.21 | 1.21 | 1.18 | 1.214 |  | 1.18 | 5 | 1
05-2S |  |  | 1.214 |  |  |  |  | 1.18 | 1.214 | 1.214 | 1.18 | 5 | 2
06-1S | 1.43 | 1.43 | 1.43 |  | 1.43 | 1.43 | 1.43 | 1.34 | 1.43 |  | 1.34 | 6 | 1
06-2S |  |  | 1.43 |  |  |  |  | 1.34 | 1.43 | 1.43 | 1.34 | 6 | 2
07-1S | 1.61 | 1.61 | 1.614 |  | 1.61 | 1.61 | 1.61 | 1.55 | 1.614 |  | 1.55 | 7 | 1
07-2S |  |  | 1.614 |  |  |  |  | 1.55 | 1.614 | 1.614 | 1.55 | 7 | 2
08-1S | 1.81 | 1.81 | 1.814 |  | 1.81 | 1.81 | 1.81 | 1.75 | 1.814 |  | 1.75 | 8 | 1
08-2S |  |  | 1.814 |  |  |  |  | 1.75 | 1.814 | 1.814 | 1.75 | 8 | 2
09-1S | 1.97 | 1.97 | 1.97 |  | 1.97 | 1.97 | 1.97 | 1.95 | 1.97 |  | 1.95 | 9 | 1
09-2S |  |  | 1.97 |  |  |  |  | 1.95 | 1.97 | 1.97 | 1.95 | 9 | 2
10-1S | 2.13 | 2.13 | 2.13 |  | 2.13 | 2.13 | 2.13 | 2.13 | 2.13 |  | 2.13 | 10 | 1
10-2S |  |  | 2.13 |  |  |  |  | 2.13 | 2.13 | 2.13 | 2.13 | 10 | 2
| CBAL-24 | CBLE-24 | CBAM | CBLV | CBAV | CBAB | CBAC | CBAS | CBAW | CBAL-12 | CBLE-12
B | -128.88 | -128.88 | -179.6287 | -137.943 | -179.6287 | -236.951 | -236.951 | -179.6287 | -152.639 | -128 | -128
C1 | 30.764 | 30.764 | 28.9105 | 34.968 | 28.9105 | 26.769 | 26.769 | 28.9105 | 28.9149 | 32.3 | 32.3
C2 | 11.967 | 11.967 | 38.5006 | 31.328 | 37 | 64.801 | 64.801 | 37 | 37.0116 | 12 | 12
C3 | 16.817 | 16.817 | 1.1372 | -13.968 | 1.1372 | -21.388 | -21.388 | 1.1372 | -11.7965 | 17 | 17
IRM13 | 5.9 | 5.9 | 4.5 | 4.2 | 7.2 | 6.9 | 6.9 | 7.2 | 5.5 | 4.6 | 4.6
IRM17 | 4.8 | 4.8 | 3.5 | 3.7 | 5.7 | 6 | 6 | 5.7 | 4.4 | 3.7 | 3.7
IRM23 | 4 | 4 | 2.5 | 2.7 | 4.8 | 4.5 | 4.5 | 4.8 | 3.6 | 2.9 | 2.9
IRM31 | 2.5 | 2.5 | 1.8 | 1.9 | 3.4 | 2.7 | 2.7 | 3.4 | 3
T1
T2
T3

## CLU (hidden)
VFACE-LU
[6 empty] | 1 | 25 | 35 | 45 | 55 | 65 | 75 | 85 | 95 | 105 | 115 | 125 | 135 | 145 | 155 |  |  |  |  | m1 | b1 | Kcomp | Coolref | Heatref | CoilData | IR | FNOZZLE | Kfactor
[6 empty] | VFACE-LU 95: CBAB-00; VFACE-LU 105: CLU!H5:M5; VFACE-LU 115: 1 |  |  |  | CBAB-00 | CLU!D513:I617 | CLU!J513:O617 | CLU!P513:U617 | CLU!W513:Z527 | CLU!AA513:AD527 | CLU!AF513:AM519 | CLU!AP513:AP540 | CLU!AQ513:AQ532 | CLU!AR513:AR532
[6 empty] | VFACE-LU 1: GPM-LU; VFACE-LU 95: CBAC-00; VFACE-LU 105: CLU!H5:M5; VFACE-LU 115: 1 |  |  |  | CBAC-00 | CLU!D513:I617 | CLU!J513:O617 | CLU!P513:U617 | CLU!W513:Z527 | CLU!AA513:AD527 | CLU!AF513:AM519 | CLU!AP513:AP540 | CLU!AQ513:AQ532 | CLU!AR513:AR532
[6 empty] | 0 | 0.51 | 0.76 | 1.01 | 1.51 | 2.11 | 1 Coil |  | CBAL2-0 | CLU!H5:M5 | 1 | [7 empty] | CBAL2-0 | CLU!D23:I157 | CLU!J23:O157 | CLU!P23:U157 | CLU!W23:Z37 | CLU!AA23:AD37 | CLU!AF23:AM31 | CLU!AP23:AP76 | CLU!AQ23:AQ76 | CLU!AR23:AR76
[6 empty] | 0 | 1.01 | 1.51 | 2.01 | 3.01 | 4.21 | 2 Coil |  | CBAM-00 | CLU!H5:M5 | 1 | [7 empty] | CBAM-00 | CLU!D163:I207 | CLU!J163:O207 | CLU!P163:U207 | CLU!W163:Z177 | CLU!AA163:AD177 | CLU!AF163:AM165 | CLU!AP163:AP174 | CLU!AQ163:AQ174 | CLU!AR163:AR174
[6 empty] | VFACE-LU 95: CBAS-00; VFACE-LU 105: CLU!H5:M5; VFACE-LU 115: 1 |  |  |  | CBAS-00 | CLU!D764:I838 | CLU!J764:O838 | CLU!P764:U838 | CLU!W764:Z778 | CLU!AA764:AD778 | CLU!AF764:AM772 | CLU!AP764:AP799 | CLU!AQ764:AQ799 | CLU!AR764:AR799
[6 empty] | VFACE-LU 1: Ways/Pipes-LU; VFACE-LU 95: CBAV-00; VFACE-LU 105: CLU!H5:M5; VFACE-LU 115: 1 |  |  |  | CBAV-00 | CLU!D213:I287 | CLU!J213:O287 | CLU!P213:U287 | CLU!W213:Z227 | CLU!AA213:AD227 | CLU!AF213:AM217 | CLU!AP213:AP232 | CLU!AQ213:AQ232 | CLU!AR213:AR232
[6 empty] | 12 | 14 | 22 | 24 | 42 | 44 |  |  | CBAW-00 | CLU!H5:M5 | 1 | [7 empty] | CBAW-00 | CLU!D403:I507 | CLU!J403:O507 | CLU!P403:U507 | CLU!W403:Z417 | CLU!AA403:AD417 | CLU!AF403:AM409 | CLU!AP403:AP430 | CLU!AQ403:AQ430 | CLU!AR403:AR430
[6 empty] | 3 | 4 | 1 | 2 | 1 | 2 |  |  | CBE2-12-1 | CLU!H5:M5 | 1 | [7 empty] | CBE2-12 | CLU!D623:I757 | CLU!J623:O757 | CLU!P623:U757 | CLU!W623:Z637 | CLU!AA623:AD637 | CLU!AF623:AM631 | CLU!AP623:AP658 | CLU!AQ623:AQ658 | CLU!AR623:AR658
[6 empty] | VFACE-LU 95: CBE2-12-2; VFACE-LU 105: CLU!H6:M6; VFACE-LU 115: 2 |  |  |  | CBE2-24 | CLU!D23:I157 | CLU!J23:O157 | CLU!P23:U157 | CLU!W23:Z37 | CLU!AA23:AD37 | CLU!AF23:AM31 | CLU!AP23:AP76 | CLU!AQ23:AQ76 | CLU!AR23:AR76
[6 empty] | VFACE-LU 1: Nozzle-LU- All except CBAL-12; VFACE-LU 95: CBE2-24; VFACE-LU 105: CLU!H5:M5; VFACE-LU 115: 1 |  |  |  | CBLV-00 | CLU!D293:I397 | CLU!J293:O397 | CLU!P293:U397 | CLU!W293:Z307 | CLU!AA293:AD307 | CLU!AF293:AM299 | CLU!AP293:AP320 | CLU!AQ293:AQ320 | CLU!AR293:AR320
[6 empty] | M13 | M17 | M20 | M23 | M27 | M31 |  |  | CBLV-00-1 | CLU!H5:M5 | 1 | [7 empty] | CBLV-12 | CLU!D623:I757 | CLU!J623:O757 | CLU!P623:U757 | CLU!W623:Z637 | CLU!AA623:AD637 | CLU!AF623:AM631 | CLU!AP623:AP658 | CLU!AQ623:AQ658 | CLU!AR623:AR658
[14 empty] | CBLV-00-2 | CLU!H6:M6 | 2
[6 empty] | Nozzle-LU - CBAL-12 | [7 empty] | CBLV-12-1 | CLU!H5:M5 | 1
[6 empty] | M13 | M17 | M23 | M31 |  |  |  |  | CBLV-12-2 | CLU!H6:M6 | 2
|  | 1 | 1.5 | 2 | 3 | VFACE-LU 1: 4.2; VFACE-LU 25: 5; VFACE-LU 35: 1; VFACE-LU 45: 1.5; VFACE-LU 55: 2; VFACE-LU 65: 3; VFACE-LU 75: 4.2; VFACE-LU 85: 5
2 | 15 | 0.014663 | 0.0048876 | 0.0029326 | 0.0014663 | 0.0008146 | 0.00061095 | 0.075758 | 0.080645 | 0.082111 | 0.083578 | 0.084555 | 0.084983 | 0.81 | 0.86 | 0.87 | 0.87 | 0.87 | 0.87 | 15 | 3273.6 | 3069 | 3273.6 | 3069 | 12349 | 7867 | 12349 | 7867 | 2 | 18 | 10 | 1 | 2 | 16 | 12 | 4 | 1.25 | 2 | M13 | 5.9 | 1.2397 | 16.2347
| 25 | 0.037146 | 0.014663 | 0.0068426 | 0.0039101 | 0.0016292 | 0.0012219 | 0.1107 | 0.12195 | 0.12781 | 0.13074 | 0.13416 | 0.13502 | 0.81 | 0.86 | 0.87 | 0.87 | 0.87 | 0.87 | 25 | 3273.6 | 3069 | 3273.6 | 3069 | 12349 | 7867 | 12349 | 7867 | 3 | 30 | 10 | 1 | 2 | 16 | 12 | 4 | 2.08 |  | M17 | 4.8 | 1.1867 | 23.0358
| 35 | 0.071359 | 0.025415 | 0.0097752 | 0.0073314 | 0.0032584 | 0.0030547 | 0.1371 | 0.16007 | 0.1718 | 0.17424 | 0.18035 | 0.18078 | 0.87 | 0.9 | 0.93 | 0.94 | 0.96 | 0.96 | 35 | 3273.6 | 3069 | 3273.6 | 3069 | 12349 | 7867 | 12349 | 7867 | 4 | 42 | 10 | 1 | 2 | 16 | 12 | 4 | 2.92 |  | M20 | 4.3 | 1.0806 | 34.6605
| 45 | 0.099707 | 0.039101 | 0.021505 | 0.011241 | 0.0057022 | 0.0030547 | 0.15836 | 0.18866 | 0.20186 | 0.21212 | 0.22043 | 0.22599 | 0.87 | 0.91 | 0.92 | 0.92 | 0.93 | 0.93 | 45 | 3273.6 | 3069 | 3273.6 | 3069 | 12349 | 7867 | 12349 | 7867 | 5 | 54 | 10 | 1 | 2 | 16 | 12 | 4 | 3.75 |  | M23 | 4 | 1.09 | 42.2632
| 55 | 0.13587 | 0.054741 | 0.030303 | 0.016129 | 0.008146 | 0.0048876 | 0.17498 | 0.21554 | 0.23387 | 0.24804 | 0.26002 | 0.26686 | 0.86 | 0.9 | 0.9 | 0.9 | 0.9 | 0.9 | 55 | 3273.6 | 3069 | 3273.6 | 3069 | 12349 | 7867 | 12349 | 7867 | 6 | 66 | 10 | 1 | 2 | 16 | 12 | 4 | 4.58 |  | M27 | 3.2 | 1.0641 | 61.6281
| 65 | 0.17009 | 0.070381 | 0.039101 | 0.021017 | 0.010997 | 0.0067204 | 0.18671 | 0.23656 | 0.26002 | 0.2781 | 0.29313 | 0.30211 | 0.885 | 0.915 | 0.94 | 0.935 | 0.945 | 0.945 | 65 | 3273.6 | 3069 | 3273.6 | 3069 | 12349 | 7867 | 12349 | 7867 | 7 | 78 | 10 | 1 | 2 | 16 | 12 | 4 | 5.42 |  | M31 | 2.5 | 1.13 | 80.1061
| 75 | 0.20723 | 0.087977 | 0.048876 | 0.026882 | 0.013848 | 0.0085533 | 0.19673 | 0.25635 | 0.28568 | 0.30767 | 0.32722 | 0.33834 | 0.91 | 0.93 | 0.98 | 0.97 | 0.99 | 0.99 | 75 | 3273.6 | 3069 | 3273.6 | 3069 | 12349 | 7867 | 12349 | 7867 | 8 | 90 | 10 | 1 | 2 | 16 | 12 | 4 | 6.25 | 3 | M13 | 5.9 | 1.3063 | 25.2639
| 85 | 0.24047 | 0.10459 | 0.059629 | 0.032258 | 0.016699 | 0.010386 | 0.20406 | 0.27199 | 0.30572 | 0.33309 | 0.35643 | 0.36968 | 0.99 | 1 | 1.02 | 1.01 | 1.02 | 1.02 | 85 | 3273.6 | 3069 | 3273.6 | 3069 | 12349 | 7867 | 12349 | 7867 | 9 | 102 | 10 | 1 | 2 | 16 | 12 | 4 | 7.08 |  | M17 | 4.8 | 1.254 | 35.8477
| 95 | 0.27566 | 0.12317 | 0.070381 | 0.038612 | 0.019958 | 0.01283 | 0.21041 | 0.28666 | 0.32625 | 0.35802 | 0.386 | 0.40097 | 1.07 | 1.07 | 1.06 | 1.05 | 1.05 | 1.05 | 95 | 3273.6 | 3069 | 3273.6 | 3069 | 12349 | 7867 | 12349 | 7867 | 10 | 114 | 10 | 1 | 2 | 16 | 12 | 4 | 7.92 |  | M20 | 4.3 | 1.0962 | 53.9377
| 105 | 0.3089 | 0.13978 | 0.080156 | 0.044966 | 0.023216 | 0.014663 | 0.21432 | 0.29888 | 0.3436 | 0.37879 | 0.41141 | 0.42937 | 1.1 | 1.085 | 1.075 | 1.06 | 1.055 | 1.055 | 105 | 3273.6 | 3069 | 3273.6 | 3069 | 12349 | 7867 | 12349 | 7867 | [10 empty] | M23 | 4 | 1.09 | 65.7688
| 115 | 0.34213 | 0.15738 | 0.091887 | 0.05132 | 0.027289 | 0.017107 | 0.21823 | 0.31061 | 0.35973 | 0.40029 | 0.43634 | 0.45772 | 1.1 | 1.1 | 1.09 | 1.07 | 1.06 | 1.06 | 115 | 3273.6 | 3069 | 3273.6 | 3069 | 12349 | 7867 | 12349 | 7867 | [10 empty] | M27 | 3.2 | 1.0784 | 95.904
| 125 | 0.37243 | 0.17498 | 0.10264 | 0.057674 | 0.030547 | 0.01955 | 0.22092 | 0.31965 | 0.3739 | 0.41887 | 0.45956 | 0.48265 | 1.1 | 1.1 | 1.085 | 1.065 | 1.05 | 1.05 | 125 | 3273.6 | 3069 | 3273.6 | 3069 | 12349 | 7867 | 12349 | 7867 | [10 empty] | M31 | 2.5 | 1.13 | 124.6589
| 135 | 0.40274 | 0.19257 | 0.11339 | 0.064516 | 0.034213 | 0.021994 | 0.22287 | 0.32796 | 0.38734 | 0.43622 | 0.48167 | 0.50733 | 1.1 | 1.1 | 1.08 | 1.06 | 1.04 | 1.04 | 135 | 3273.6 | 3069 | 3273.6 | 3069 | 12349 | 7867 | 12349 | 7867 | [9 empty] | 4 | M13 | 5.9 | 1.3729 | 33.7753
| 145 | 0.43304 | 0.20919 | 0.12414 | 0.07087 | 0.038286 | 0.024438 | 0.22385 | 0.33578 | 0.39956 | 0.45283 | 0.50171 | 0.53079 | 1.1 | 1.09 | 1.07 | 1.055 | 1.035 | 1.035 | 145 | 3273.6 | 3069 | 3273.6 | 3069 | 12349 | 7867 | 12349 | 7867 | [10 empty] | M17 | 4.8 | 1.3214 | 47.9248
| 155 | 0.46041 | 0.22678 | 0.1349 | 0.077713 | 0.041544 | 0.026882 | 0.22507 | 0.34189 | 0.4108 | 0.46799 | 0.52224 | 0.55303 | 1.1 | 1.08 | 1.06 | 1.05 | 1.03 | 1.03 | 155 | 3273.6 | 3069 | 3273.6 | 3069 | 12349 | 7867 | 12349 | 7867 | [10 empty] | M20 | 4.3 | 1.0905 | 72.1092
3 | 15 | 0.037146 | 0.012708 | 0.0068426 | 0.0034213 | 0.0016292 | 0.0012219 | 0.11657 | 0.12879 | 0.13319 | 0.13661 | 0.1393 | 0.14015 | 0.81 | 0.86 | 0.87 | 0.87 | 0.87 | 0.87 | [19 empty] | M23 | 4 | 1.09 | 87.9262
| 25 | 0.086999 | 0.034213 | 0.018573 | 0.0092864 | 0.0044803 | 0.0030547 | 0.16471 | 0.1911 | 0.20283 | 0.21212 | 0.21933 | 0.22232 | 0.81 | 0.86 | 0.87 | 0.87 | 0.87 | 0.87 | [19 empty] | M27 | 3.2 | 1.0604 | 128.2139
| 35 | 0.15152 | 0.060606 | 0.032258 | 0.017107 | 0.0085533 | 0.0048876 | 0.19599 | 0.24145 | 0.26271 | 0.27786 | 0.29069 | 0.29839 | 0.87 | 0.9 | 0.93 | 0.94 | 0.96 | 0.96 | [19 empty] | M31 | 2.5 | 1.13 | 166.6563
| 45 | 0.21994 | 0.089932 | 0.049853 | 0.026393 | 0.013441 | 0.0085533 | 0.21676 | 0.28177 | 0.31183 | 0.33529 | 0.35472 | 0.36498 | 0.87 | 0.91 | 0.92 | 0.92 | 0.93 | 0.93 | [18 empty] | 5 | M13 | 5.9 | 1.3729 | 42.782
| 55 | 0.28739 | 0.12317 | 0.069404 | 0.037146 | 0.018736 | 0.011608 | 0.23094 | 0.31305 | 0.35337 | 0.38563 | 0.41325 | 0.42821 | 0.86 | 0.9 | 0.9 | 0.9 | 0.9 | 0.9 | [19 empty] | M17 | 4.8 | 1.3214 | 60.7047
| 65 | 0.35288 | 0.15543 | 0.087977 | 0.047898 | 0.024845 | 0.015885 | 0.23876 | 0.33749 | 0.38807 | 0.42815 | 0.46273 | 0.48155 | 0.885 | 0.915 | 0.94 | 0.935 | 0.945 | 0.945 | [19 empty] | M20 | 4.3 | 1.1086 | 91.3383
| 75 | 0.4174 | 0.18964 | 0.11144 | 0.060117 | 0.031362 | 0.020161 | 0.24438 | 0.35826 | 0.41691 | 0.46823 | 0.51136 | 0.53489 | 0.91 | 0.93 | 0.98 | 0.97 | 0.99 | 0.99 | [19 empty] | M23 | 4 | 1.09 | 110.2595
| 85 | 0.47996 | 0.22483 | 0.13099 | 0.072825 | 0.038286 | 0.024438 | 0.24682 | 0.37439 | 0.44477 | 0.50293 | 0.55474 | 0.58382 | 0.99 | 1 | 1.02 | 1.01 | 1.02 | 1.02 | [19 empty] | M27 | 3.2 | 1.08 | 159.1561
| 95 | 0.54057 | 0.25904 | 0.15249 | 0.086022 | 0.045617 | 0.028715 | 0.24707 | 0.38783 | 0.46774 | 0.53421 | 0.59482 | 0.63032 | 1.07 | 1.07 | 1.06 | 1.05 | 1.05 | 1.05 | [19 empty] | M31 | 2.5 | 1.13 | 204.765
| 105 | 0.59726 | 0.29326 | 0.17498 | 0.099218 | 0.052542 | 0.033602 | 0.24633 | 0.39834 | 0.48705 | 0.56281 | 0.63282 | 0.67259 | 1.1 | 1.085 | 1.075 | 1.06 | 1.055 | 1.055 | [18 empty] | 6 | M13 | 5.9 | 1.3729 | 51.7888
| 115 | 0.65103 | 0.32649 | 0.19648 | 0.11241 | 0.060688 | 0.03849 | 0.24462 | 0.40689 | 0.5044 | 0.58847 | 0.66606 | 0.71267 | 1.1 | 1.1 | 1.09 | 1.07 | 1.06 | 1.06 | [19 empty] | M17 | 4.8 | 1.3214 | 72.7498
| 125 | 0.6999 | 0.35875 | 0.21701 | 0.1261 | 0.068019 | 0.043377 | 0.24242 | 0.413 | 0.51931 | 0.61022 | 0.69734 | 0.74908 | 1.1 | 1.1 | 1.085 | 1.065 | 1.05 | 1.05 | [19 empty] | M20 | 4.3 | 1.1268 | 108.3561
| 135 | 0.7478 | 0.39003 | 0.23949 | 0.13881 | 0.075758 | 0.048876 | 0.23949 | 0.41838 | 0.53128 | 0.63196 | 0.72654 | 0.78299 | 1.1 | 1.1 | 1.08 | 1.06 | 1.04 | 1.04 | [19 empty] | M23 | 4 | 1.09 | 132.1238
| 145 | 0.79277 | 0.42033 | 0.261 | 0.15249 | 0.083496 | 0.054374 | 0.23631 | 0.42253 | 0.54203 | 0.65054 | 0.75403 | 0.81519 | 1.1 | 1.09 | 1.07 | 1.055 | 1.035 | 1.035 | [19 empty] | M27 | 3.2 | 1.0842 | 190.6967
| 155 | 0.83578 | 0.45064 | 0.28055 | 0.16618 | 0.091642 | 0.059262 | 0.23265 | 0.42522 | 0.55279 | 0.66716 | 0.77896 | 0.84696 | 1.1 | 1.08 | 1.06 | 1.05 | 1.03 | 1.03 | [19 empty] | M31 | 2.5 | 1.13 | 247.8735
4 | 15 | 0.065494 | 0.024438 | 0.012708 | 0.0063539 | 0.0032584 | 0.0018328 | 0.15152 | 0.17204 | 0.18084 | 0.18719 | 0.19184 | 0.19483 | 0.81 | 0.86 | 0.87 | 0.87 | 0.87 | 0.87 | [18 empty] | 7 | M13 | 5.9 | 1.4359 | 60.1876
| 25 | 0.15445 | 0.060606 | 0.032258 | 0.016618 | 0.0085533 | 0.0048876 | 0.20357 | 0.25049 | 0.27175 | 0.28739 | 0.29949 | 0.30718 | 0.81 | 0.86 | 0.87 | 0.87 | 0.87 | 0.87 | [19 empty] | M17 | 4.8 | 1.38 | 84.5393
| 35 | 0.25513 | 0.10459 | 0.057674 | 0.030303 | 0.015477 | 0.0097752 | 0.23289 | 0.30816 | 0.34335 | 0.37072 | 0.39296 | 0.40494 | 0.87 | 0.9 | 0.93 | 0.94 | 0.96 | 0.96 | [19 empty] | M20 | 4.3 | 1.145 | 125.9027
| 45 | 0.35582 | 0.15543 | 0.087977 | 0.046921 | 0.023623 | 0.015274 | 0.24951 | 0.34971 | 0.40029 | 0.44135 | 0.4763 | 0.49383 | 0.87 | 0.91 | 0.92 | 0.92 | 0.93 | 0.93 | [19 empty] | M23 | 4 | 1.09 | 153.5192
| 55 | 0.4565 | 0.20626 | 0.12219 | 0.064516 | 0.033399 | 0.021383 | 0.2566 | 0.38172 | 0.44477 | 0.50244 | 0.54912 | 0.57435 | 0.86 | 0.9 | 0.9 | 0.9 | 0.9 | 0.9 | [19 empty] | M27 | 3.2 | 1.1134 | 222.1305
| 65 | 0.55816 | 0.26197 | 0.14761 | 0.084066 | 0.043988 | 0.027493 | 0.2566 | 0.40469 | 0.49047 | 0.55401 | 0.61413 | 0.64877 | 0.885 | 0.915 | 0.94 | 0.935 | 0.945 | 0.945 | [19 empty] | M31 | 2.5 | 1.13 | 288.732
| 75 | 0.64809 | 0.31476 | 0.1828 | 0.10411 | 0.054985 | 0.034824 | 0.2544 | 0.42107 | 0.52004 | 0.59873 | 0.67241 | 0.71475 | 0.91 | 0.93 | 0.98 | 0.97 | 0.99 | 0.99 | [18 empty] | 8 | M13 | 5.9 | 1.4029 | 68.4062
| 85 | 0.73118 | 0.36657 | 0.21896 | 0.12512 | 0.06639 | 0.042766 | 0.25049 | 0.4328 | 0.5435 | 0.63734 | 0.72544 | 0.77505 | 0.99 | 1 | 1.02 | 1.01 | 1.02 | 1.02 | [19 empty] | M17 | 4.8 | 1.38 | 96.8264
| 95 | 0.80841 | 0.4174 | 0.25318 | 0.14614 | 0.078609 | 0.050098 | 0.24487 | 0.44037 | 0.56354 | 0.67058 | 0.77187 | 0.83174 | 1.07 | 1.07 | 1.06 | 1.05 | 1.05 | 1.05 | [19 empty] | M20 | 4.3 | 1.1632 | 141.9785
| 105 | 0.87977 | 0.46628 | 0.28837 | 0.16764 | 0.09042 | 0.058651 | 0.23876 | 0.4455 | 0.57893 | 0.69966 | 0.81549 | 0.88221 | 1.1 | 1.085 | 1.075 | 1.06 | 1.055 | 1.055 | [19 empty] | M23 | 4 | 1.09 | 172.6285
| 115 | 0.94721 | 0.51417 | 0.32258 | 0.18866 | 0.10345 | 0.066593 | 0.23143 | 0.44795 | 0.59164 | 0.72556 | 0.85337 | 0.93078 | 1.1 | 1.1 | 1.09 | 1.07 | 1.06 | 1.06 | [19 empty] | M27 | 3.2 | 1.1 | 253.2307
| 125 | 1.0108 | 0.56109 | 0.35288 | 0.21017 | 0.11608 | 0.075147 | 0.22385 | 0.44868 | 0.60484 | 0.74756 | 0.88869 | 0.97465 | 1.1 | 1.1 | 1.085 | 1.065 | 1.05 | 1.05 | [19 empty] | M31 | 2.5 | 1.13 | 327.2019
| 135 | 1.0665 | 0.60606 | 0.38612 | 0.23118 | 0.1283 | 0.084311 | 0.21725 | 0.44746 | 0.61241 | 0.76735 | 0.92168 | 1.0141 | 1.1 | 1.1 | 1.08 | 1.06 | 1.04 | 1.04 | [18 empty] | 9 | M13 | 5.9 | 1.4207 | 77.2328
| 145 | 1.1202 | 0.64809 | 0.4174 | 0.2522 | 0.14133 | 0.092864 | 0.20992 | 0.44599 | 0.61901 | 0.78421 | 0.95051 | 1.0523 | 1.1 | 1.09 | 1.07 | 1.055 | 1.035 | 1.035 | [19 empty] | M17 | 4.8 | 1.38 | 108.4698
| 155 | 1.1691 | 0.68915 | 0.44868 | 0.27273 | 0.15437 | 0.10142 | 0.20308 | 0.44306 | 0.62341 | 0.79936 | 0.97691 | 1.0881 | 1.1 | 1.08 | 1.06 | 1.05 | 1.03 | 1.03 | [19 empty] | M20 | 4.3 | 1.1632 | 159.842
5 | 15 | 0.10166 | 0.038123 | 0.01955 | 0.010264 | 0.0052949 | 0.0030547 | 0.18035 | 0.21212 | 0.22605 | 0.23534 | 0.24279 | 0.2475 | 0.84 | 0.88 | 0.885 | 0.9 | 0.9 | 0.9 | [19 empty] | M23 | 4 | 1.09 | 192.3387
| 25 | 0.23265 | 0.093842 | 0.045943 | 0.026393 | 0.013034 | 0.0079423 | 0.23118 | 0.30059 | 0.33651 | 0.35606 | 0.3761 | 0.38679 | 0.86 | 0.91 | 0.925 | 0.935 | 0.925 | 0.925 | [19 empty] | M27 | 3.2 | 1.0956 | 278.2241
| 35 | 0.36852 | 0.15836 | 0.087977 | 0.04741 | 0.024031 | 0.014663 | 0.25538 | 0.36046 | 0.41325 | 0.45381 | 0.48888 | 0.50855 | 0.855 | 0.885 | 0.915 | 0.92 | 0.935 | 0.935 | [19 empty] | M31 | 2.5 | 1.13 | 357.7555
| 45 | 0.51026 | 0.23069 | 0.13099 | 0.072336 | 0.037064 | 0.023216 | 0.26222 | 0.402 | 0.47678 | 0.53543 | 0.58834 | 0.61742 | 0.88 | 0.92 | 0.925 | 0.925 | 0.925 | 0.925 | [18 empty] | 10 | M13 | 5.9 | 1.4327 | 85.1813
| 55 | 0.63832 | 0.30401 | 0.17595 | 0.098729 | 0.05132 | 0.03238 | 0.26075 | 0.42791 | 0.52395 | 0.60117 | 0.67229 | 0.71206 | 0.88 | 0.91 | 0.915 | 0.915 | 0.91 | 0.91 | [19 empty] | M17 | 4.8 | 1.38 | 119.6203
| 65 | 0.75953 | 0.3783 | 0.22385 | 0.12708 | 0.067204 | 0.042766 | 0.2544 | 0.44501 | 0.56085 | 0.65762 | 0.74743 | 0.79875 | 0.9425 | 0.9625 | 0.9775 | 0.97 | 0.9725 | 0.9725 | [19 empty] | M20 | 4.3 | 1.1632 | 176.2349
| 75 | 0.87097 | 0.45064 | 0.27273 | 0.1564 | 0.083904 | 0.053763 | 0.24462 | 0.45479 | 0.58822 | 0.70455 | 0.81329 | 0.87659 | 1.005 | 1.015 | 1.04 | 1.025 | 1.035 | 1.035 | [19 empty] | M23 | 4 | 1.09 | 212.6057
| 85 | 0.96774 | 0.51906 | 0.31965 | 0.18573 | 0.10101 | 0.064761 | 0.2346 | 0.45894 | 0.6085 | 0.74242 | 0.8695 | 0.94563 | 1.05 | 1.05 | 1.06 | 1.04 | 1.045 | 1.045 | [19 empty] | M27 | 3.2 | 1.0845 | 306.6875
| 95 | 1.0567 | 0.58456 | 0.36559 | 0.21603 | 0.11771 | 0.076979 | 0.22336 | 0.45943 | 0.62366 | 0.77322 | 0.9207 | 1.0062 | 1.095 | 1.085 | 1.08 | 1.055 | 1.055 | 1.055 | [19 empty] | M31 | 2.5 | 1.13 | 394.3088
| 105 | 1.1388 | 0.64907 | 0.41153 | 0.24633 | 0.13604 | 0.088587 | 0.21212 | 0.45699 | 0.63514 | 0.80034 | 0.96579 | 1.0654 | 1.1 | 1.1 | 1.085 | 1.0625 | 1.0575 | 1.0575
| 115 | 1.2111 | 0.70772 | 0.48583 | 0.261 | 0.15396 | 0.10081 | 0.20137 | 0.45308 | 0.6195 | 0.84433 | 1.0049 | 1.1165 | 1.135 | 1.115 | 1.09 | 1.07 | 1.06 | 1.06
| 125 | 1.2776 | 0.7654 | 0.50049 | 0.30547 | 0.17188 | 0.11364 | 0.1911 | 0.44721 | 0.64589 | 0.84091 | 1.0413 | 1.1636 | 1.1325 | 1.1125 | 1.09 | 1.0675 | 1.0575 | 1.0575
| 135 | 1.3372 | 0.82014 | 0.54252 | 0.3348 | 0.19021 | 0.12586 | 0.18133 | 0.43988 | 0.64809 | 0.85582 | 1.0727 | 1.2078 | 1.13 | 1.11 | 1.09 | 1.065 | 1.055 | 1.055
| 145 | 1.392 | 0.87097 | 0.58358 | 0.36315 | 0.20854 | 0.13869 | 0.17204 | 0.43255 | 0.64809 | 0.86852 | 1.1004 | 1.2471 | 1.1275 | 1.1 | 1.075 | 1.0525 | 1.04 | 1.04
| 155 | 1.4418 | 0.91984 | 0.62268 | 0.3915 | 0.22646 | 0.1509 | 0.16325 | 0.42424 | 0.64712 | 0.8783 | 1.1259 | 1.2845 | 1.125 | 1.09 | 1.06 | 1.04 | 1.025 | 1.025
6 | 15 | 0.14272 | 0.053763 | 0.029326 | 0.014663 | 0.0073314 | 0.0048876 | 0.2043 | 0.24878 | 0.26711 | 0.28177 | 0.29277 | 0.2979 | 0.87 | 0.9 | 0.9 | 0.93 | 0.93 | 0.93
| 25 | 0.31476 | 0.13001 | 0.072336 | 0.037634 | 0.019143 | 0.012219 | 0.25171 | 0.34409 | 0.38734 | 0.42204 | 0.44978 | 0.46432 | 0.91 | 0.96 | 0.98 | 1 | 0.98 | 0.98
| 35 | 0.49071 | 0.21799 | 0.12317 | 0.06696 | 0.034213 | 0.021383 | 0.2654 | 0.40176 | 0.47287 | 0.52908 | 0.5782 | 0.60514 | 0.84 | 0.87 | 0.9 | 0.9 | 0.91 | 0.91
| 45 | 0.65689 | 0.31085 | 0.17986 | 0.099707 | 0.052134 | 0.03238 | 0.26369 | 0.43671 | 0.53495 | 0.6151 | 0.68646 | 0.72794 | 0.89 | 0.93 | 0.93 | 0.93 | 0.92 | 0.92
| 55 | 0.81134 | 0.40665 | 0.24047 | 0.13685 | 0.071685 | 0.045821 | 0.25367 | 0.45601 | 0.58065 | 0.68426 | 0.78201 | 0.83633 | 0.9 | 0.92 | 0.93 | 0.93 | 0.92 | 0.92
| 65 | 0.9521 | 0.50049 | 0.30499 | 0.17546 | 0.094086 | 0.059873 | 0.23974 | 0.46554 | 0.61217 | 0.74169 | 0.86376 | 0.93561 | 1 | 1.01 | 1.015 | 1.005 | 1 | 1
| 75 | 1.0743 | 0.58944 | 0.36461 | 0.21408 | 0.1173 | 0.076 | 0.22434 | 0.46676 | 0.63539 | 0.78592 | 0.93109 | 1.018 | 1.1 | 1.1 | 1.1 | 1.08 | 1.08 | 1.08
| 85 | 1.1818 | 0.67351 | 0.42717 | 0.25415 | 0.1397 | 0.091031 | 0.20894 | 0.4631 | 0.64785 | 0.82087 | 0.99255 | 1.0948 | 1.11 | 1.1 | 1.1 | 1.07 | 1.07 | 1.07
| 95 | 1.2766 | 0.75269 | 0.48583 | 0.29374 | 0.16373 | 0.10692 | 0.19404 | 0.45601 | 0.65616 | 0.84824 | 1.0433 | 1.1626 | 1.12 | 1.1 | 1.1 | 1.06 | 1.06 | 1.06
| 105 | 1.3578 | 0.826 | 0.54154 | 0.33187 | 0.18695 | 0.12341 | 0.1806 | 0.44648 | 0.65982 | 0.8695 | 1.0869 | 1.2203 | 1.145 | 1.115 | 1.095 | 1.065 | 1.06 | 1.06
| 115 | 1.4321 | 0.89541 | 0.59824 | 0.3695 | 0.21139 | 0.13991 | 0.1674 | 0.43573 | 0.6586 | 0.88734 | 1.1245 | 1.2746 | 1.17 | 1.13 | 1.09 | 1.07 | 1.06 | 1.06
| 125 | 1.4976 | 0.95992 | 0.65103 | 0.40762 | 0.23501 | 0.1564 | 0.15543 | 0.42424 | 0.65591 | 0.89932 | 1.1582 | 1.3233 | 1.165 | 1.125 | 1.095 | 1.07 | 1.065 | 1.065
| 135 | 1.5543 | 1.0215 | 0.70088 | 0.44477 | 0.25904 | 0.16801 | 0.14492 | 0.41129 | 0.65176 | 0.90787 | 1.1865 | 1.3776 | 1.16 | 1.12 | 1.1 | 1.07 | 1.07 | 1.07
| 145 | 1.6061 | 1.0782 | 0.74976 | 0.48045 | 0.28267 | 0.19 | 0.1349 | 0.39883 | 0.64516 | 0.91447 | 1.2111 | 1.4057 | 1.155 | 1.11 | 1.08 | 1.05 | 1.045 | 1.045
| 155 | 1.652 | 1.131 | 0.7957 | 0.51564 | 0.30629 | 0.20711 | 0.12586 | 0.38636 | 0.63783 | 0.91789 | 1.2319 | 1.4402 | 1.15 | 1.1 | 1.06 | 1.03 | 1.02 | 1.02
7 | 15 | 0.18866 | 0.073314 | 0.038123 | 0.020528 | 0.010182 | 0.0061095 | 0.22361 | 0.28128 | 0.30767 | 0.32527 | 0.34079 | 0.34934 | 0.925 | 0.965 | 0.965 | 0.99 | 0.99 | 0.99
| 25 | 0.40371 | 0.17302 | 0.094819 | 0.05132 | 0.026067 | 0.015885 | 0.26369 | 0.37903 | 0.43768 | 0.48118 | 0.51906 | 0.54044 | 0.945 | 0.995 | 1.005 | 1.025 | 1.015 | 1.015
| 35 | 0.61681 | 0.28543 | 0.16325 | 0.09042 | 0.046025 | 0.029326 | 0.2676 | 0.43328 | 0.52493 | 0.59775 | 0.66435 | 0.69941 | 0.9 | 0.935 | 0.95 | 0.95 | 0.955 | 0.955
| 45 | 0.80743 | 0.3998 | 0.23558 | 0.13294 | 0.069648 | 0.044599 | 0.2566 | 0.46041 | 0.58358 | 0.68622 | 0.78116 | 0.83376 | 0.89 | 0.93 | 0.93 | 0.925 | 0.92 | 0.92
| 55 | 0.98143 | 0.51613 | 0.31378 | 0.18035 | 0.09653 | 0.061706 | 0.23851 | 0.47116 | 0.62292 | 0.75635 | 0.88209 | 0.95522 | 0.91 | 0.93 | 0.93 | 0.925 | 0.915 | 0.915
| 65 | 1.13 | 0.62561 | 0.38905 | 0.22874 | 0.12423 | 0.080034 | 0.21848 | 0.47067 | 0.64809 | 0.80841 | 0.96518 | 1.058 | 1.0175 | 1.02 | 1.015 | 1 | 0.995 | 0.995
| 75 | 1.2561 | 0.72825 | 0.46432 | 0.27761 | 0.15314 | 0.099585 | 0.19941 | 0.46334 | 0.66129 | 0.848 | 1.0347 | 1.1472 | 1.125 | 1.11 | 1.1 | 1.075 | 1.075 | 1.075
| 85 | 1.3656 | 0.82405 | 0.53666 | 0.32649 | 0.18247 | 0.11975 | 0.18084 | 0.45161 | 0.66716 | 0.87732 | 1.0934 | 1.2251 | 1.1375 | 1.115 | 1.1 | 1.0725 | 1.0725 | 1.0725
| 95 | 1.4633 | 0.91496 | 0.59922 | 0.37439 | 0.21261 | 0.14052 | 0.16325 | 0.43744 | 0.67424 | 0.89907 | 1.1417 | 1.2931 | 1.15 | 1.12 | 1.1 | 1.07 | 1.07 | 1.07
| 105 | 1.5406 | 0.99316 | 0.67351 | 0.4218 | 0.24275 | 0.16129 | 0.14883 | 0.42253 | 0.66227 | 0.91398 | 1.1826 | 1.3536 | 1.175 | 1.1325 | 1.1075 | 1.0775 | 1.0725 | 1.0725
| 115 | 1.61 | 1.0694 | 0.73705 | 0.46774 | 0.27289 | 0.18206 | 0.13539 | 0.40567 | 0.65494 | 0.92424 | 1.2165 | 1.4073 | 1.2 | 1.145 | 1.115 | 1.085 | 1.075 | 1.075
| 125 | 1.6706 | 1.1408 | 0.79863 | 0.51417 | 0.303 | 0.205 | 0.12341 | 0.38832 | 0.64492 | 0.92937 | 1.247 | 1.452 | 1.2075 | 1.1525 | 1.12 | 1.0875 | 1.075 | 1.075
| 135 | 1.7243 | 1.2043 | 0.8563 | 0.55767 | 0.33276 | 0.22544 | 0.11217 | 0.37219 | 0.63319 | 0.93182 | 1.2692 | 1.4946 | 1.215 | 1.16 | 1.125 | 1.09 | 1.075 | 1.075
| 145 | 1.7703 | 1.2639 | 0.91007 | 0.6002 | 0.36168 | 0.24682 | 0.10264 | 0.35582 | 0.62121 | 0.93109 | 1.2889 | 1.5301 | 1.215 | 1.155 | 1.11 | 1.075 | 1.06 | 1.06
| 155 | 1.8113 | 1.3177 | 0.96188 | 0.64174 | 0.39019 | 0.2676 | 0.093842 | 0.34066 | 0.60753 | 0.92766 | 1.305 | 1.5624 | 1.215 | 1.15 | 1.095 | 1.06 | 1.045 | 1.045
8 | 15 | 0.23656 | 0.094819 | 0.049853 | 0.026393 | 0.013441 | 0.0079423 | 0.23949 | 0.31036 | 0.34409 | 0.36755 | 0.38697 | 0.39852 | 0.98 | 1.03 | 1.03 | 1.05 | 1.05 | 1.05
| 25 | 0.4868 | 0.21603 | 0.13294 | 0.065982 | 0.033806 | 0.020772 | 0.27199 | 0.40738 | 0.4697 | 0.53666 | 0.58492 | 0.61229 | 0.98 | 1.03 | 1.03 | 1.05 | 1.05 | 1.05
| 35 | 0.74194 | 0.35679 | 0.20723 | 0.11584 | 0.059873 | 0.037879 | 0.2632 | 0.45577 | 0.56794 | 0.65934 | 0.74328 | 0.78947 | 0.96 | 1 | 1 | 1 | 1 | 1
| 45 | 0.95503 | 0.49365 | 0.29814 | 0.1696 | 0.090013 | 0.057429 | 0.24316 | 0.47385 | 0.62048 | 0.74902 | 0.8684 | 0.93683 | 0.89 | 0.93 | 0.93 | 0.92 | 0.92 | 0.92
| 55 | 1.1388 | 0.62757 | 0.39003 | 0.22776 | 0.12341 | 0.079423 | 0.21896 | 0.47458 | 0.65274 | 0.815 | 0.97153 | 1.0639 | 0.92 | 0.94 | 0.93 | 0.92 | 0.91 | 0.91
| 65 | 1.2864 | 0.74682 | 0.47703 | 0.28446 | 0.1564 | 0.10203 | 0.19575 | 0.46554 | 0.66789 | 0.86046 | 1.0525 | 1.1667 | 1.035 | 1.03 | 1.015 | 0.995 | 0.99 | 0.99
| 75 | 1.417 | 0.86413 | 0.56696 | 0.34457 | 0.193 | 0.12708 | 0.173 | 0.44966 | 0.67253 | 0.89492 | 1.122 | 1.261 | 1.15 | 1.12 | 1.1 | 1.07 | 1.07 | 1.07
| 85 | 1.523 | 0.96872 | 0.64907 | 0.40323 | 0.22931 | 0.15152 | 0.15347 | 0.4306 | 0.67033 | 0.91618 | 1.1771 | 1.3404 | 1.165 | 1.13 | 1.1 | 1.075 | 1.075 | 1.075
| 95 | 1.6139 | 1.0645 | 0.72923 | 0.46041 | 0.26637 | 0.17779 | 0.13563 | 0.41031 | 0.66178 | 0.9306 | 1.2217 | 1.4077 | 1.18 | 1.14 | 1.1 | 1.08 | 1.08 | 1.08
| 105 | 1.6891 | 1.1515 | 0.80352 | 0.51564 | 0.30222 | 0.20345 | 0.12023 | 0.38905 | 0.65005 | 0.93793 | 1.2581 | 1.4655 | 1.205 | 1.15 | 1.12 | 1.09 | 1.085 | 1.085
| 115 | 1.7527 | 1.231 | 0.77713 | 0.5694 | 0.33887 | 0.22911 | 0.10704 | 0.368 | 0.73265 | 0.94037 | 1.2862 | 1.5167 | 1.23 | 1.16 | 1.14 | 1.1 | 1.09 | 1.09
| 125 | 1.8074 | 1.3021 | 0.94037 | 0.6217 | 0.37471 | 0.25477 | 0.095308 | 0.348 | 0.61926 | 0.93793 | 1.3084 | 1.5603 | 1.25 | 1.18 | 1.145 | 1.105 | 1.085 | 1.085
| 135 | 1.8534 | 1.3666 | 1.0029 | 0.67204 | 0.40934 | 0.28104 | 0.085533 | 0.32893 | 0.60166 | 0.93255 | 1.3266 | 1.596 | 1.27 | 1.2 | 1.15 | 1.11 | 1.08 | 1.08
| 145 | 1.8925 | 1.4262 | 1.0616 | 0.71994 | 0.44396 | 0.3067 | 0.076979 | 0.31012 | 0.58358 | 0.92522 | 1.3392 | 1.6274 | 1.275 | 1.2 | 1.14 | 1.1 | 1.075 | 1.075
| 155 | 1.9267 | 1.48 | 1.1163 | 0.76637 | 0.47735 | 0.33236 | 0.069404 | 0.29277 | 0.56549 | 0.91544 | 1.349 | 1.6535 | 1.28 | 1.2 | 1.13 | 1.09 | 1.07 | 1.07
9 | 15 | 0.28837 | 0.1173 | 0.063539 | 0.033236 | 0.016699 | 0.010386 | 0.25171 | 0.33724 | 0.37757 | 0.40787 | 0.43267 | 0.44593 | 0.98 | 1.03 | 1.03 | 1.05 | 1.05 | 1.05
| 25 | 0.58358 | 0.26393 | 0.15054 | 0.081623 | 0.041952 | 0.02566 | 0.27151 | 0.43133 | 0.51637 | 0.58529 | 0.64479 | 0.67901 | 0.98 | 1.03 | 1.03 | 1.05 | 1.05 | 1.05
| 35 | 0.8563 | 0.42522 | 0.2522 | 0.14125 | 0.074536 | 0.046432 | 0.25513 | 0.47067 | 0.60044 | 0.71139 | 0.81146 | 0.87048 | 0.96 | 1 | 1 | 1 | 1 | 1
| 45 | 1.087 | 0.58456 | 0.35875 | 0.20772 | 0.11119 | 0.071 | 0.22752 | 0.47874 | 0.64809 | 0.79912 | 0.94391 | 1.027 | 0.9 | 0.915 | 0.915 | 0.91 | 0.91 | 0.91
| 55 | 1.2766 | 0.73412 | 0.4653 | 0.27664 | 0.15152 | 0.097752 | 0.19844 | 0.4697 | 0.67131 | 0.85997 | 1.0477 | 1.1606 | 0.92 | 0.94 | 0.93 | 0.92 | 0.91 | 0.91
| 65 | 1.4282 | 0.86999 | 0.56794 | 0.34457 | 0.19306 | 0.12586 | 0.17204 | 0.45112 | 0.67766 | 0.90103 | 1.1283 | 1.2694 | 1.0275 | 1.03 | 1.015 | 0.995 | 0.99 | 0.99
| 75 | 1.5533 | 0.99413 | 0.66667 | 0.41398 | 0.23583 | 0.15579 | 0.14834 | 0.42791 | 0.67351 | 0.9262 | 1.1934 | 1.3615 | 1.135 | 1.12 | 1.1 | 1.07 | 1.07 | 1.07
| 85 | 1.6559 | 1.1046 | 0.76051 | 0.48143 | 0.279 | 0.18634 | 0.12781 | 0.40347 | 0.66153 | 0.94062 | 1.2443 | 1.4388 | 1.1575 | 1.13 | 1.1 | 1.075 | 1.075 | 1.075
| 95 | 1.739 | 1.2053 | 0.84751 | 0.54741 | 0.32217 | 0.21628 | 0.11046 | 0.37732 | 0.64565 | 0.94575 | 1.2836 | 1.506 | 1.18 | 1.14 | 1.1 | 1.08 | 1.08 | 1.08
| 105 | 1.8084 | 1.2942 | 0.92962 | 0.60997 | 0.36494 | 0.24743 | 0.095552 | 0.35264 | 0.6261 | 0.94575 | 1.3133 | 1.5601 | 1.205 | 1.15 | 1.12 | 1.09 | 1.085 | 1.085
| 115 | 1.8631 | 1.3734 | 1.0039 | 0.67009 | 0.40648 | 0.27859 | 0.083822 | 0.32869 | 0.60582 | 0.93964 | 1.335 | 1.6036 | 1.23 | 1.16 | 1.14 | 1.1 | 1.09 | 1.09
| 125 | 1.911 | 1.4448 | 1.0753 | 0.72874 | 0.44803 | 0.30914 | 0.073069 | 0.30621 | 0.58333 | 0.92986 | 1.3509 | 1.6426 | 1.25 | 1.18 | 1.145 | 1.105 | 1.085 | 1.085
| 135 | 1.9511 | 1.5083 | 1.1408 | 0.78397 | 0.48835 | 0.33969 | 0.064027 | 0.28543 | 0.56109 | 0.91789 | 1.3613 | 1.6735 | 1.27 | 1.2 | 1.15 | 1.11 | 1.08 | 1.08
| 145 | 1.9844 | 1.565 | 1.2014 | 0.83724 | 0.52786 | 0.36962 | 0.056452 | 0.26613 | 0.53886 | 0.90298 | 1.3671 | 1.6994 | 1.2675 | 1.2 | 1.15 | 1.1 | 1.075 | 1.075
| 155 | 2.0117 | 1.6168 | 1.2581 | 0.8871 | 0.56655 | 0.39895 | 0.050342 | 0.2478 | 0.51686 | 0.88783 | 1.3686 | 1.7206 | 1.265 | 1.2 | 1.15 | 1.09 | 1.07 | 1.07
10 | 15 | 0.34311 | 0.14174 | 0.077224 | 0.041056 | 0.020365 | 0.012219 | 0.26075 | 0.36144 | 0.40982 | 0.44599 | 0.47703 | 0.49413 | 0.98 | 1.03 | 1.03 | 1.05 | 1.05 | 1.05
| 25 | 0.67546 | 0.31574 | 0.17986 | 0.099707 | 0.050912 | 0.03238 | 0.26955 | 0.44941 | 0.55132 | 0.63148 | 0.70467 | 0.74359 | 0.98 | 1.03 | 1.03 | 1.05 | 1.05 | 1.05
| 35 | 0.9697 | 0.49853 | 0.3001 | 0.17009 | 0.090013 | 0.056818 | 0.24365 | 0.47923 | 0.62805 | 0.75806 | 0.87818 | 0.94789 | 0.96 | 1 | 1 | 1 | 1 | 1
| 45 | 1.2092 | 0.67644 | 0.42131 | 0.2478 | 0.134 | 0.086144 | 0.21017 | 0.47654 | 0.66789 | 0.8414 | 1.0121 | 1.1126 | 0.91 | 0.9 | 0.9 | 0.9 | 0.9 | 0.9
| 55 | 1.4008 | 0.83871 | 0.54252 | 0.32698 | 0.18125 | 0.11791 | 0.17742 | 0.45846 | 0.6806 | 0.89614 | 1.1147 | 1.2477 | 0.92 | 0.94 | 0.93 | 0.92 | 0.91 | 0.91
| 65 | 1.5513 | 0.98534 | 0.65787 | 0.40665 | 0.23012 | 0.15152 | 0.14907 | 0.43206 | 0.67766 | 0.92889 | 1.1937 | 1.3587 | 1.02 | 1.03 | 1.015 | 0.995 | 0.99 | 0.99
| 75 | 1.6706 | 1.1163 | 0.76833 | 0.48534 | 0.28104 | 0.18695 | 0.12537 | 0.40249 | 0.66349 | 0.94648 | 1.2529 | 1.4505 | 1.12 | 1.12 | 1.1 | 1.07 | 1.07 | 1.07
| 85 | 1.7654 | 1.2307 | 0.83969 | 0.57576 | 0.33073 | 0.22239 | 0.10533 | 0.37268 | 0.66593 | 0.92986 | 1.2974 | 1.5249 | 1.15 | 1.13 | 1.1 | 1.075 | 1.075 | 1.075
| 95 | 1.8407 | 1.3617 | 0.93255 | 0.63392 | 0.38042 | 0.25782 | 0.088954 | 0.32845 | 0.65029 | 0.94892 | 1.3292 | 1.5866 | 1.18 | 1.14 | 1.1 | 1.08 | 1.08 | 1.08
| 105 | 1.9003 | 1.4203 | 1.0469 | 0.70283 | 0.42807 | 0.29387 | 0.075758 | 0.31574 | 0.5958 | 0.93988 | 1.352 | 1.6339 | 1.205 | 1.15 | 1.12 | 1.09 | 1.085 | 1.085
| 115 | 1.9492 | 1.4985 | 1.1271 | 0.76882 | 0.47572 | 0.3293 | 0.064761 | 0.29008 | 0.56867 | 0.92693 | 1.3666 | 1.6741 | 1.23 | 1.16 | 1.14 | 1.1 | 1.09 | 1.09
| 125 | 1.9902 | 1.5679 | 1.2014 | 0.83333 | 0.52338 | 0.36474 | 0.055474 | 0.26662 | 0.54154 | 0.90958 | 1.3745 | 1.7077 | 1.25 | 1.18 | 1.145 | 1.105 | 1.085 | 1.085
| 135 | 2.0235 | 1.6295 | 1.2678 | 0.89296 | 0.56859 | 0.39956 | 0.047654 | 0.24462 | 0.51588 | 0.89076 | 1.3773 | 1.7323 | 1.27 | 1.2 | 1.15 | 1.11 | 1.08 | 1.08
| 145 | 2.0508 | 1.6833 | 1.3294 | 0.94966 | 0.61258 | 0.43438 | 0.0413 | 0.22507 | 0.49047 | 0.87023 | 1.3759 | 1.7501 | 1.26 | 1.2 | 1.16 | 1.1 | 1.075 | 1.075
| 155 | 2.0733 | 1.7312 | 1.3851 | 1.0034 | 0.65534 | 0.46799 | 0.036168 | 0.20723 | 0.46676 | 0.84848 | 1.3706 | 1.7641 | 1.25 | 1.2 | 1.17 | 1.09 | 1.07 | 1.07
2 | 15 | 0.017873 | 0.0059577 | 0.0035746 | 0.0017873 | 0.00049648 | 0.00074471 | 0.091749 | 0.097706 | 0.099494 | 0.10128 | 0.10322 | 0.1027 | 0.81 | 0.86 | 0.87 | 0.87 | 0.87 | 0.87 | 15 | 2685.6 | 2517.75 |  |  | 10076 | 5805 |  |  | 2 | 13 | 13.75 | 1 | 2 | 22 | 18 | 4 | 1.24 | 2 | M13 | 4.4 | 1.07 | 30.1742
| 25 | 0.04647 | 0.016682 | 0.0083408 | 0.0047662 | 0.0019859 | 0.0014894 | 0.13464 | 0.14954 | 0.15579 | 0.15937 | 0.16354 | 0.16458 | 0.81 | 0.86 | 0.87 | 0.87 | 0.87 | 0.87 | 25 | 2685.6 | 2517.75 |  |  | 10076 | 5805 |  |  | 3 | [9 empty] | M17 | 3.5 | 1.06 | 42.3696
| 35 | 0.081025 | 0.040512 | 0.0071492 | 0.0083408 | 0.0044683 | 0.0022341 | 0.16771 | 0.18797 | 0.21299 | 0.2118 | 0.21761 | 0.2223 | 0.87 | 0.9 | 0.93 | 0.94 | 0.96 | 0.96 | 35 | 2685.6 | 2517.75 |  |  | 10076 | 5805 |  |  | 4 | 37 | 13.75 | 1 | 2 | 22 | 18 | 4 | 3.53 |  | M23 | 2.5 | 1.2 | 68.7248
| 45 | 0.12154 | 0.047662 | 0.025022 | 0.013703 | 0.0069507 | 0.0037236 | 0.19243 | 0.22937 | 0.24635 | 0.25767 | 0.2678 | 0.27458 | 0.87 | 0.91 | 0.92 | 0.92 | 0.93 | 0.93 | 45 | 2685.6 | 2517.75 |  |  | 10076 | 5805 | [12 empty] | M31 | 1.8 | 1.23 | 136.6601
| 55 | 0.16324 | 0.066726 | 0.035746 | 0.019065 | 0.0099295 | 0.0059577 | 0.2118 | 0.26005 | 0.28329 | 0.29997 | 0.31367 | 0.32201 | 0.86 | 0.9 | 0.9 | 0.9 | 0.9 | 0.9 | 55 | 2685.6 | 2517.75 |  |  | 10076 | 5805
| 65 | 0.20614 | 0.085791 | 0.04647 | 0.025618 | 0.012908 | 0.0081918 | 0.22699 | 0.28716 | 0.31665 | 0.3375 | 0.35657 | 0.36647 | 0.885 | 0.915 | 0.94 | 0.935 | 0.945 | 0.945 | 65 | 2685.6 | 2517.75 |  |  | 10076 | 5805
| 75 | 0.24784 | 0.10605 | 0.059577 | 0.032172 | 0.016384 | 0.010426 | 0.2392 | 0.3101 | 0.34495 | 0.37236 | 0.39604 | 0.40855 | 0.91 | 0.93 | 0.98 | 0.97 | 0.99 | 0.99 | 75 | 2685.6 | 2517.75 |  |  | 10076 | 5805
| 85 | 0.29074 | 0.12749 | 0.071492 | 0.039321 | 0.019859 | 0.013405 | 0.24814 | 0.32976 | 0.37176 | 0.40393 | 0.43312 | 0.44668 | 0.91 | 0.925 | 0.945 | 0.94 | 0.95 | 0.95 | 85 | 2685.6 | 2517.75 |  |  | 10076 | 5805
| 95 | 0.33244 | 0.14775 | 0.084599 | 0.04647 | 0.024327 | 0.015639 | 0.25529 | 0.34763 | 0.395 | 0.43312 | 0.46634 | 0.48458 | 0.91 | 0.92 | 0.91 | 0.91 | 0.91 | 0.91 | 95 | 2685.6 | 2517.75 |  |  | 10076 | 5805 | [11 empty] | 4 | M13 | 4.4 | 1.07 | 47.2729
| 105 | 0.37295 | 0.1692 | 0.096515 | 0.054215 | 0.028299 | 0.017873 | 0.26095 | 0.36282 | 0.41734 | 0.45964 | 0.49851 | 0.52041 | 0.92 | 0.92 | 0.91 | 0.91 | 0.9 | 0.9 | 105 | 2685.6 | 2517.75 |  |  | 10076 | 5805 | [12 empty] | M17 | 3.5 | 1.06 | 67.0769
| 115 | 0.41227 | 0.19065 | 0.11081 | 0.061364 | 0.032767 | 0.020852 | 0.26512 | 0.37593 | 0.43581 | 0.48525 | 0.52815 | 0.55317 | 0.92 | 0.92 | 0.91 | 0.91 | 0.89 | 0.89 | 115 | 2685.6 | 2517.75 |  |  | 10076 | 5805 | [12 empty] | M23 | 2.5 | 1.2 | 107.6211
| 125 | 0.4504 | 0.2109 | 0.12392 | 0.069705 | 0.036739 | 0.023831 | 0.26839 | 0.38814 | 0.45338 | 0.5076 | 0.55704 | 0.58415 | 0.91 | 0.905 | 0.89 | 0.885 | 0.875 | 0.875 | 125 | 2685.6 | 2517.75 |  |  | 10076 | 5805 | [12 empty] | M31 | 1.8 | 1.23 | 212.4695
| 135 | 0.48734 | 0.23235 | 0.13584 | 0.078046 | 0.041207 | 0.026065 | 0.27078 | 0.39827 | 0.47066 | 0.52845 | 0.58371 | 0.6155 | 0.9 | 0.89 | 0.87 | 0.86 | 0.86 | 0.86 | 135 | 2685.6 | 2517.75 |  |  | 10076 | 5805
| 145 | 0.52189 | 0.25261 | 0.15013 | 0.085791 | 0.045676 | 0.029789 | 0.27286 | 0.40751 | 0.48436 | 0.5487 | 0.60888 | 0.64224 | 0.9 | 0.88 | 0.855 | 0.845 | 0.84 | 0.84 | 145 | 2685.6 | 2517.75 |  |  | 10076 | 5805
| 155 | 0.55645 | 0.27405 | 0.16324 | 0.093536 | 0.050144 | 0.032767 | 0.27376 | 0.41495 | 0.49806 | 0.56777 | 0.63286 | 0.66935 | 0.9 | 0.87 | 0.84 | 0.83 | 0.82 | 0.82 | 155 | 2685.6 | 2517.75 |  |  | 10076 | 5805
3 | 15 | 0 | 0 | 0 | 0 | 0 | 0 | 0 | 0 | 0 | 0 | 0 | 0 | 0 | 0 | 0 | 0 | 0 | 0
| 25 | 0 | 0 | 0 | 0 | 0 | 0 | 0 | 0 | 0 | 0 | 0 | 0 | 0 | 0 | 0 | 0 | 0 | 0
| 35 | 0 | 0 | 0 | 0 | 0 | 0 | 0 | 0 | 0 | 0 | 0 | 0 | 0 | 0 | 0 | 0 | 0 | 0
| 45 | 0 | 0 | 0 | 0 | 0 | 0 | 0 | 0 | 0 | 0 | 0 | 0 | 0 | 0 | 0 | 0 | 0 | 0
| 55 | 0 | 0 | 0 | 0 | 0 | 0 | 0 | 0 | 0 | 0 | 0 | 0 | 0 | 0 | 0 | 0 | 0 | 0
| 65 | 0 | 0 | 0 | 0 | 0 | 0 | 0 | 0 | 0 | 0 | 0 | 0 | 0 | 0 | 0 | 0 | 0 | 0
| 75 | 0 | 0 | 0 | 0 | 0 | 0 | 0 | 0 | 0 | 0 | 0 | 0 | 0 | 0 | 0 | 0 | 0 | 0
| 85 | 0 | 0 | 0 | 0 | 0 | 0 | 0 | 0 | 0 | 0 | 0 | 0 | 0 | 0 | 0 | 0 | 0 | 0
| 95 | 0 | 0 | 0 | 0 | 0 | 0 | 0 | 0 | 0 | 0 | 0 | 0 | 0 | 0 | 0 | 0 | 0 | 0
| 105 | 0 | 0 | 0 | 0 | 0 | 0 | 0 | 0 | 0 | 0 | 0 | 0 | 0 | 0 | 0 | 0 | 0 | 0
| 115 | 0 | 0 | 0 | 0 | 0 | 0 | 0 | 0 | 0 | 0 | 0 | 0 | 0 | 0 | 0 | 0 | 0 | 0
| 125 | 0 | 0 | 0 | 0 | 0 | 0 | 0 | 0 | 0 | 0 | 0 | 0 | 0 | 0 | 0 | 0 | 0 | 0
| 135 | 0 | 0 | 0 | 0 | 0 | 0 | 0 | 0 | 0 | 0 | 0 | 0 | 0 | 0 | 0 | 0 | 0 | 0
| 145 | 0 | 0 | 0 | 0 | 0 | 0 | 0 | 0 | 0 | 0 | 0 | 0 | 0 | 0 | 0 | 0 | 0 | 0
| 155 | 0 | 0 | 0 | 0 | 0 | 0 | 0 | 0 | 0 | 0 | 0 | 0 | 0 | 0 | 0 | 0 | 0 | 0
4 | 15 | 0.12097 | 0.041704 | 0.021448 | 0.01132 | 0.0054612 | 0.0029789 | 0.2281 | 0.24635 | 0.26154 | 0.27167 | 0.28046 | 0.28567 | 0.81 | 0.86 | 0.87 | 0.87 | 0.87 | 0.87
| 25 | 0.27539 | 0.10128 | 0.054811 | 0.029193 | 0.014398 | 0.0089366 | 0.29694 | 0.3518 | 0.38665 | 0.41227 | 0.43447 | 0.44593 | 0.81 | 0.86 | 0.87 | 0.87 | 0.87 | 0.87
| 35 | 0.44654 | 0.17635 | 0.086982 | 0.056598 | 0.026313 | 0.016384 | 0.33008 | 0.42419 | 0.49121 | 0.5216 | 0.56702 | 0.58788 | 0.87 | 0.9 | 0.93 | 0.94 | 0.96 | 0.96
| 45 | 0.61769 | 0.25618 | 0.14418 | 0.079237 | 0.040214 | 0.02532 | 0.34263 | 0.47513 | 0.55913 | 0.62407 | 0.6826 | 0.71388 | 0.87 | 0.91 | 0.92 | 0.92 | 0.93 | 0.93
| 55 | 0.77984 | 0.3384 | 0.1966 | 0.10843 | 0.056598 | 0.035746 | 0.34359 | 0.50998 | 0.61632 | 0.7045 | 0.78225 | 0.82604 | 0.86 | 0.9 | 0.9 | 0.9 | 0.9 | 0.9
| 65 | 0.92912 | 0.423 | 0.24903 | 0.14001 | 0.073975 | 0.046917 | 0.33812 | 0.53172 | 0.6622 | 0.77122 | 0.87027 | 0.92709 | 0.885 | 0.915 | 0.94 | 0.935 | 0.945 | 0.945
| 75 | 1.0694 | 0.50402 | 0.30265 | 0.17277 | 0.092344 | 0.058832 | 0.32751 | 0.54632 | 0.69735 | 0.82723 | 0.94787 | 1.0182 | 0.91 | 0.93 | 0.98 | 0.97 | 0.99 | 0.99
| 85 | 1.1955 | 0.58266 | 0.35627 | 0.20673 | 0.11121 | 0.071492 | 0.3156 | 0.55436 | 0.72416 | 0.8737 | 1.017 | 1.1004 | 0.91 | 0.925 | 0.945 | 0.94 | 0.95 | 0.95
| 95 | 1.31 | 0.66011 | 0.40989 | 0.2401 | 0.13057 | 0.084153 | 0.30273 | 0.55675 | 0.74441 | 0.91421 | 1.0785 | 1.176 | 0.91 | 0.92 | 0.91 | 0.91 | 0.91 | 0.91
| 105 | 1.4155 | 0.7328 | 0.46113 | 0.27405 | 0.15043 | 0.098302 | 0.28922 | 0.55675 | 0.7605 | 0.94757 | 1.133 | 1.2425 | 0.92 | 0.92 | 0.91 | 0.91 | 0.9 | 0.9
| 115 | 1.5108 | 0.80191 | 0.51236 | 0.30801 | 0.17079 | 0.11171 | 0.27603 | 0.55407 | 0.77122 | 0.97557 | 1.1814 | 1.3055 | 0.92 | 0.92 | 0.91 | 0.91 | 0.89 | 0.89
| 125 | 1.5957 | 0.86982 | 0.56241 | 0.34078 | 0.19114 | 0.12586 | 0.26381 | 0.54811 | 0.77867 | 1.0003 | 1.2248 | 1.3619 | 0.91 | 0.905 | 0.89 | 0.885 | 0.875 | 0.875
| 135 | 1.6755 | 0.93178 | 0.61126 | 0.37414 | 0.2115 | 0.13926 | 0.25126 | 0.54245 | 0.78284 | 1.02 | 1.2639 | 1.4156 | 0.9 | 0.89 | 0.87 | 0.86 | 0.86 | 0.86
| 145 | 1.7463 | 0.99255 | 0.65773 | 0.40691 | 0.23185 | 0.15341 | 0.24 | 0.53441 | 0.78552 | 1.0363 | 1.2989 | 1.4637 | 0.9 | 0.88 | 0.855 | 0.845 | 0.84 | 0.84
| 155 | 1.8119 | 1.0497 | 0.7042 | 0.43849 | 0.25221 | 0.16756 | 0.22906 | 0.52606 | 0.78522 | 1.0509 | 1.3304 | 1.5081 | 0.9 | 0.87 | 0.84 | 0.83 | 0.82 | 0.82
2 | 15 | 0.014663 | 0.0048876 | 0.0029326 | 0.0014663 | 0.0008146 | 0.00061095 | 0.075758 | 0.080645 | 0.082111 | 0.083578 | 0.084555 | 0.084983 | 0.88 | 0.92 | 0.93 | 0.94 | 0.94 | 0.94 | 15 |  |  | 3273.6 | 3150 |  |  | 13700 | 9548 | 2 | 18 | 10 | 1 | 2 | 16 | 12 | 4 | 1.25 | 2 | M13 | 7.2 | 1.2 | 7.2283
| 25 | 0.037146 | 0.014663 | 0.0068426 | 0.0039101 | 0.0016292 | 0.0012219 | 0.1107 | 0.12195 | 0.12781 | 0.13074 | 0.13416 | 0.13502 | 0.88 | 0.92 | 0.93 | 0.94 | 0.94 | 0.94 | 25 |  |  | 3273.6 | 3150 |  |  | 13700 | 9548 | 3 | 30 | 10 | 1 | 2 | 16 | 12 | 4 | 2.08 |  | M17 | 5.7 | 1.2 | 11.2381
| 35 | 0.071359 | 0.025415 | 0.0097752 | 0.0073314 | 0.0032584 | 0.0030547 | 0.1371 | 0.16007 | 0.1718 | 0.17424 | 0.18035 | 0.18078 | 0.88 | 0.92 | 0.93 | 0.94 | 0.94 | 0.94 | 35 |  |  | 3273.6 | 3150 |  |  | 13700 | 9548 | 4 | 42 | 10 | 1 | 2 | 16 | 12 | 4 | 2.92 |  | M23 | 4.8 | 1.23 | 22.2903
| 45 | 0.099707 | 0.039101 | 0.021505 | 0.011241 | 0.0057022 | 0.0030547 | 0.15836 | 0.18866 | 0.20186 | 0.21212 | 0.22043 | 0.22599 | 0.88 | 0.92 | 0.93 | 0.94 | 0.94 | 0.94 | 45 |  |  | 3273.6 | 3150 |  |  | 13700 | 9548 | 5 | 54 | 10 | 1 | 2 | 16 | 12 | 4 | 3.75 |  | M31 | 3.4 | 1.3 | 37.2504
| 55 | 0.13587 | 0.054741 | 0.030303 | 0.016129 | 0.008146 | 0.0048876 | 0.17498 | 0.21554 | 0.23387 | 0.24804 | 0.26002 | 0.26686 | 0.88 | 0.92 | 0.93 | 0.94 | 0.94 | 0.94 | 55 |  |  | 3273.6 | 3150 |  |  | 13700 | 9548 | 6 | 66 | 10 | 1 | 2 | 16 | 12 | 4 | 4.58 | 3 | M13 | 7.2 | 1.2 | 11.6235
| 65 | 0.17009 | 0.070381 | 0.039101 | 0.021017 | 0.010997 | 0.0067204 | 0.18671 | 0.23656 | 0.26002 | 0.2781 | 0.29313 | 0.30211 | 0.88 | 0.92 | 0.93 | 0.94 | 0.94 | 0.94 | 65 |  |  | 3273.6 | 3150 |  |  | 13700 | 9548 | [10 empty] | M17 | 5.7 | 1.2 | 18.047
| 75 | 0.20723 | 0.087977 | 0.048876 | 0.026882 | 0.013848 | 0.0085533 | 0.19673 | 0.25635 | 0.28568 | 0.30767 | 0.32722 | 0.33834 | 0.88 | 0.92 | 0.93 | 0.94 | 0.94 | 0.94 | 75 |  |  | 3273.6 | 3150 |  |  | 13700 | 9548 | [10 empty] | M23 | 4.8 | 1.23 | 36.0941
| 85 | 0.24047 | 0.10459 | 0.059629 | 0.032258 | 0.016699 | 0.010386 | 0.20406 | 0.27199 | 0.30572 | 0.33309 | 0.35643 | 0.36968 | 0.88 | 0.92 | 0.93 | 0.94 | 0.94 | 0.94 | 85 |  |  | 3273.6 | 3150 |  |  | 13700 | 9548 | [10 empty] | M31 | 3.4 | 1.3 | 60.2587
| 95 | 0.27566 | 0.12317 | 0.070381 | 0.038612 | 0.019958 | 0.01283 | 0.21041 | 0.28666 | 0.32625 | 0.35802 | 0.386 | 0.40097 | 0.88 | 0.92 | 0.93 | 0.94 | 0.94 | 0.94 | 95 |  |  | 3273.6 | 3150 |  |  | 13700 | 9548 | [9 empty] | 4 | M13 | 7.2 | 1.2 | 16.0381
| 105 | 0.3089 | 0.13978 | 0.080156 | 0.044966 | 0.023216 | 0.014663 | 0.21432 | 0.29888 | 0.3436 | 0.37879 | 0.41141 | 0.42937 | 0.88 | 0.92 | 0.93 | 0.94 | 0.94 | 0.94 | 105 |  |  | 3273.6 | 3150 |  |  | 13700 | 9548 | [10 empty] | M17 | 5.7 | 1.2 | 24.9348
| 115 | 0.34213 | 0.15738 | 0.091887 | 0.05132 | 0.027289 | 0.017107 | 0.21823 | 0.31061 | 0.35973 | 0.40029 | 0.43634 | 0.45772 | 0.88 | 0.92 | 0.93 | 0.94 | 0.94 | 0.94 | 115 |  |  | 3273.6 | 3150 |  |  | 13700 | 9548 | [10 empty] | M23 | 4.8 | 1.23 | 49.4574
| 125 | 0.37243 | 0.17498 | 0.10264 | 0.057674 | 0.030547 | 0.01955 | 0.22092 | 0.31965 | 0.3739 | 0.41887 | 0.45956 | 0.48265 | 0.88 | 0.92 | 0.93 | 0.94 | 0.94 | 0.94 | 125 |  |  | 3273.6 | 3150 |  |  | 13700 | 9548 | [10 empty] | M31 | 3.4 | 1.3 | 82.6506
| 135 | 0.40274 | 0.19257 | 0.11339 | 0.064516 | 0.034213 | 0.021994 | 0.22287 | 0.32796 | 0.38734 | 0.43622 | 0.48167 | 0.50733 | 0.88 | 0.92 | 0.93 | 0.94 | 0.94 | 0.94 | 135 |  |  | 3273.6 | 3150 |  |  | 13700 | 9548 | [9 empty] | 5 | M13 | 7.2 | 1.2
| 145 | 0.43304 | 0.20919 | 0.12414 | 0.07087 | 0.038286 | 0.024438 | 0.22385 | 0.33578 | 0.39956 | 0.45283 | 0.50171 | 0.53079 | 0.88 | 0.92 | 0.93 | 0.94 | 0.94 | 0.94 | 145 |  |  | 3273.6 | 3150 |  |  | 13700 | 9548 | [10 empty] | M17 | 5.7 | 1.2
| 155 | 0.46041 | 0.22678 | 0.1349 | 0.077713 | 0.041544 | 0.026882 | 0.22507 | 0.34189 | 0.4108 | 0.46799 | 0.52224 | 0.55303 | 0.88 | 0.92 | 0.93 | 0.94 | 0.94 | 0.94 | 155 |  |  | 3273.6 | 3150 |  |  | 13700 | 9548 | [10 empty] | M23 | 4.8 | 1.23
3 | 15 | 0.037146 | 0.012708 | 0.0068426 | 0.0034213 | 0.0016292 | 0.0012219 | 0.11657 | 0.12879 | 0.13319 | 0.13661 | 0.1393 | 0.14015 | 0.88 | 0.92 | 0.93 | 0.94 | 0.94 | 0.94 | [19 empty] | M31 | 3.4 | 1.3
| 25 | 0.086999 | 0.034213 | 0.018573 | 0.0092864 | 0.0044803 | 0.0030547 | 0.16471 | 0.1911 | 0.20283 | 0.21212 | 0.21933 | 0.22232 | 0.88 | 0.92 | 0.93 | 0.94 | 0.94 | 0.94 | [18 empty] | 6 | M13 | 7.2 | 1.2 | 23.7996
| 35 | 0.15152 | 0.060606 | 0.032258 | 0.017107 | 0.0085533 | 0.0048876 | 0.19599 | 0.24145 | 0.26271 | 0.27786 | 0.29069 | 0.29839 | 0.88 | 0.92 | 0.93 | 0.94 | 0.94 | 0.94 | [19 empty] | M17 | 5.7 | 1.2 | 37.0018
| 45 | 0.21994 | 0.089932 | 0.049853 | 0.026393 | 0.013441 | 0.0085533 | 0.21676 | 0.28177 | 0.31183 | 0.33529 | 0.35472 | 0.36498 | 0.88 | 0.92 | 0.93 | 0.94 | 0.94 | 0.94 | [19 empty] | M23 | 4.8 | 1.23 | 73.3919
| 55 | 0.28739 | 0.12317 | 0.069404 | 0.037146 | 0.018736 | 0.011608 | 0.23094 | 0.31305 | 0.35337 | 0.38563 | 0.41325 | 0.42821 | 0.88 | 0.92 | 0.93 | 0.94 | 0.94 | 0.94 | [19 empty] | M31 | 3.4 | 1.3 | 122.6488
| 65 | 0.35288 | 0.15543 | 0.087977 | 0.047898 | 0.024845 | 0.015885 | 0.23876 | 0.33749 | 0.38807 | 0.42815 | 0.46273 | 0.48155 | 0.88 | 0.92 | 0.93 | 0.94 | 0.94 | 0.94
| 75 | 0.4174 | 0.18964 | 0.11144 | 0.060117 | 0.031362 | 0.020161 | 0.24438 | 0.35826 | 0.41691 | 0.46823 | 0.51136 | 0.53489 | 0.88 | 0.92 | 0.93 | 0.94 | 0.94 | 0.94
| 85 | 0.47996 | 0.22483 | 0.13099 | 0.072825 | 0.038286 | 0.024438 | 0.24682 | 0.37439 | 0.44477 | 0.50293 | 0.55474 | 0.58382 | 0.88 | 0.92 | 0.93 | 0.94 | 0.94 | 0.94
| 95 | 0.54057 | 0.25904 | 0.15249 | 0.086022 | 0.045617 | 0.028715 | 0.24707 | 0.38783 | 0.46774 | 0.53421 | 0.59482 | 0.63032 | 0.88 | 0.92 | 0.93 | 0.94 | 0.94 | 0.94
| 105 | 0.59726 | 0.29326 | 0.17498 | 0.099218 | 0.052542 | 0.033602 | 0.24633 | 0.39834 | 0.48705 | 0.56281 | 0.63282 | 0.67259 | 0.88 | 0.92 | 0.93 | 0.94 | 0.94 | 0.94
| 115 | 0.65103 | 0.32649 | 0.19648 | 0.11241 | 0.060688 | 0.03849 | 0.24462 | 0.40689 | 0.5044 | 0.58847 | 0.66606 | 0.71267 | 0.88 | 0.92 | 0.93 | 0.94 | 0.94 | 0.94
| 125 | 0.6999 | 0.35875 | 0.21701 | 0.1261 | 0.068019 | 0.043377 | 0.24242 | 0.413 | 0.51931 | 0.61022 | 0.69734 | 0.74908 | 0.88 | 0.92 | 0.93 | 0.94 | 0.94 | 0.94
| 135 | 0.7478 | 0.39003 | 0.23949 | 0.13881 | 0.075758 | 0.048876 | 0.23949 | 0.41838 | 0.53128 | 0.63196 | 0.72654 | 0.78299 | 0.88 | 0.92 | 0.93 | 0.94 | 0.94 | 0.94
| 145 | 0.79277 | 0.42033 | 0.261 | 0.15249 | 0.083496 | 0.054374 | 0.23631 | 0.42253 | 0.54203 | 0.65054 | 0.75403 | 0.81519 | 0.88 | 0.92 | 0.93 | 0.94 | 0.94 | 0.94
| 155 | 0.83578 | 0.45064 | 0.28055 | 0.16618 | 0.091642 | 0.059262 | 0.23265 | 0.42522 | 0.55279 | 0.66716 | 0.77896 | 0.84696 | 0.88 | 0.92 | 0.93 | 0.94 | 0.94 | 0.94
4 | 15 | 0.065494 | 0.024438 | 0.012708 | 0.0063539 | 0.0032584 | 0.0018328 | 0.15152 | 0.17204 | 0.18084 | 0.18719 | 0.19184 | 0.19483 | 0.88 | 0.92 | 0.93 | 0.94 | 0.94 | 0.94
| 25 | 0.15445 | 0.060606 | 0.032258 | 0.016618 | 0.0085533 | 0.0048876 | 0.20357 | 0.25049 | 0.27175 | 0.28739 | 0.29949 | 0.30718 | 0.88 | 0.92 | 0.93 | 0.94 | 0.94 | 0.94
| 35 | 0.25513 | 0.10459 | 0.057674 | 0.030303 | 0.015477 | 0.0097752 | 0.23289 | 0.30816 | 0.34335 | 0.37072 | 0.39296 | 0.40494 | 0.88 | 0.92 | 0.93 | 0.94 | 0.94 | 0.94
| 45 | 0.35582 | 0.15543 | 0.087977 | 0.046921 | 0.023623 | 0.015274 | 0.24951 | 0.34971 | 0.40029 | 0.44135 | 0.4763 | 0.49383 | 0.88 | 0.92 | 0.93 | 0.94 | 0.94 | 0.94
| 55 | 0.4565 | 0.20626 | 0.12219 | 0.064516 | 0.033399 | 0.021383 | 0.2566 | 0.38172 | 0.44477 | 0.50244 | 0.54912 | 0.57435 | 0.88 | 0.92 | 0.93 | 0.94 | 0.94 | 0.94
| 65 | 0.55816 | 0.26197 | 0.14761 | 0.084066 | 0.043988 | 0.027493 | 0.2566 | 0.40469 | 0.49047 | 0.55401 | 0.61413 | 0.64877 | 0.88 | 0.92 | 0.93 | 0.94 | 0.94 | 0.94
| 75 | 0.64809 | 0.31476 | 0.1828 | 0.10411 | 0.054985 | 0.034824 | 0.2544 | 0.42107 | 0.52004 | 0.59873 | 0.67241 | 0.71475 | 0.88 | 0.92 | 0.93 | 0.94 | 0.94 | 0.94
| 85 | 0.73118 | 0.36657 | 0.21896 | 0.12512 | 0.06639 | 0.042766 | 0.25049 | 0.4328 | 0.5435 | 0.63734 | 0.72544 | 0.77505 | 0.88 | 0.92 | 0.93 | 0.94 | 0.94 | 0.94
| 95 | 0.80841 | 0.4174 | 0.25318 | 0.14614 | 0.078609 | 0.050098 | 0.24487 | 0.44037 | 0.56354 | 0.67058 | 0.77187 | 0.83174 | 0.88 | 0.92 | 0.93 | 0.94 | 0.94 | 0.94
| 105 | 0.87977 | 0.46628 | 0.28837 | 0.16764 | 0.09042 | 0.058651 | 0.23876 | 0.4455 | 0.57893 | 0.69966 | 0.81549 | 0.88221 | 0.88 | 0.92 | 0.93 | 0.94 | 0.94 | 0.94
| 115 | 0.94721 | 0.51417 | 0.32258 | 0.18866 | 0.10345 | 0.066593 | 0.23143 | 0.44795 | 0.59164 | 0.72556 | 0.85337 | 0.93078 | 0.88 | 0.92 | 0.93 | 0.94 | 0.94 | 0.94
| 125 | 1.0108 | 0.56109 | 0.35288 | 0.21017 | 0.11608 | 0.075147 | 0.22385 | 0.44868 | 0.60484 | 0.74756 | 0.88869 | 0.97465 | 0.88 | 0.92 | 0.93 | 0.94 | 0.94 | 0.94
| 135 | 1.0665 | 0.60606 | 0.38612 | 0.23118 | 0.1283 | 0.084311 | 0.21725 | 0.44746 | 0.61241 | 0.76735 | 0.92168 | 1.0141 | 0.88 | 0.92 | 0.93 | 0.94 | 0.94 | 0.94
| 145 | 1.1202 | 0.64809 | 0.4174 | 0.2522 | 0.14133 | 0.092864 | 0.20992 | 0.44599 | 0.61901 | 0.78421 | 0.95051 | 1.0523 | 0.88 | 0.92 | 0.93 | 0.94 | 0.94 | 0.94
| 155 | 1.1691 | 0.68915 | 0.44868 | 0.27273 | 0.15437 | 0.10142 | 0.20308 | 0.44306 | 0.62341 | 0.79936 | 0.97691 | 1.0881 | 0.88 | 0.92 | 0.93 | 0.94 | 0.94 | 0.94
5 | 15 | 0.10166 | 0.038123 | 0.01955 | 0.010264 | 0.0052949 | 0.0030547 | 0.18035 | 0.21212 | 0.22605 | 0.23534 | 0.24279 | 0.2475 | 0.76 | 0.8 | 0.8 | 0.8 | 0.8 | 0.8
| 25 | 0.23265 | 0.093842 | 0.045943 | 0.026393 | 0.013034 | 0.0079423 | 0.23118 | 0.30059 | 0.33651 | 0.35606 | 0.3761 | 0.38679 | 0.76 | 0.8 | 0.8 | 0.8 | 0.8 | 0.8
| 35 | 0.36852 | 0.15836 | 0.087977 | 0.04741 | 0.024031 | 0.014663 | 0.25538 | 0.36046 | 0.41325 | 0.45381 | 0.48888 | 0.50855 | 0.76 | 0.8 | 0.8 | 0.8 | 0.8 | 0.8
| 45 | 0.51026 | 0.23069 | 0.13099 | 0.072336 | 0.037064 | 0.023216 | 0.26222 | 0.402 | 0.47678 | 0.53543 | 0.58834 | 0.61742 | 0.83 | 0.83 | 0.83 | 0.83 | 0.83 | 0.83
| 55 | 0.63832 | 0.30401 | 0.17595 | 0.098729 | 0.05132 | 0.03238 | 0.26075 | 0.42791 | 0.52395 | 0.60117 | 0.67229 | 0.71206 | 0.87 | 0.87 | 0.87 | 0.87 | 0.87 | 0.87
| 65 | 0.75953 | 0.3783 | 0.22385 | 0.12708 | 0.067204 | 0.042766 | 0.2544 | 0.44501 | 0.56085 | 0.65762 | 0.74743 | 0.79875 | 0.87 | 0.87 | 0.87 | 0.87 | 0.87 | 0.87
| 75 | 0.87097 | 0.45064 | 0.27273 | 0.1564 | 0.083904 | 0.053763 | 0.24462 | 0.45479 | 0.58822 | 0.70455 | 0.81329 | 0.87659 | 0.87 | 0.87 | 0.87 | 0.87 | 0.87 | 0.87
| 85 | 0.96774 | 0.51906 | 0.31965 | 0.18573 | 0.10101 | 0.064761 | 0.2346 | 0.45894 | 0.6085 | 0.74242 | 0.8695 | 0.94563 | 0.87 | 0.87 | 0.87 | 0.87 | 0.87 | 0.87
| 95 | 1.0567 | 0.58456 | 0.36559 | 0.21603 | 0.11771 | 0.076979 | 0.22336 | 0.45943 | 0.62366 | 0.77322 | 0.9207 | 1.0062 | 0.87 | 0.87 | 0.87 | 0.87 | 0.87 | 0.87
| 105 | 1.1388 | 0.64907 | 0.41153 | 0.24633 | 0.13604 | 0.088587 | 0.21212 | 0.45699 | 0.63514 | 0.80034 | 0.96579 | 1.0654 | 0.87 | 0.87 | 0.87 | 0.87 | 0.87 | 0.87
| 115 | 1.2111 | 0.70772 | 0.48583 | 0.261 | 0.15396 | 0.10081 | 0.20137 | 0.45308 | 0.6195 | 0.84433 | 1.0049 | 1.1165 | 0.87 | 0.87 | 0.87 | 0.87 | 0.87 | 0.87
| 125 | 1.2776 | 0.7654 | 0.50049 | 0.30547 | 0.17188 | 0.11364 | 0.1911 | 0.44721 | 0.64589 | 0.84091 | 1.0413 | 1.1636 | 0.87 | 0.87 | 0.87 | 0.87 | 0.87 | 0.87
| 135 | 1.3372 | 0.82014 | 0.54252 | 0.3348 | 0.19021 | 0.12586 | 0.18133 | 0.43988 | 0.64809 | 0.85582 | 1.0727 | 1.2078 | 0.87 | 0.87 | 0.87 | 0.87 | 0.87 | 0.87
| 145 | 1.392 | 0.87097 | 0.58358 | 0.36315 | 0.20854 | 0.13869 | 0.17204 | 0.43255 | 0.64809 | 0.86852 | 1.1004 | 1.2471 | 0.87 | 0.87 | 0.87 | 0.87 | 0.87 | 0.87
| 155 | 1.4418 | 0.91984 | 0.62268 | 0.3915 | 0.22646 | 0.1509 | 0.16325 | 0.42424 | 0.64712 | 0.8783 | 1.1259 | 1.2845 | 0.87 | 0.87 | 0.87 | 0.87 | 0.87 | 0.87
6 | 15 | 0.14272 | 0.053763 | 0.029326 | 0.014663 | 0.0073314 | 0.0048876 | 0.2043 | 0.24878 | 0.26711 | 0.28177 | 0.29277 | 0.2979 | 0.76 | 0.8 | 0.8 | 0.8 | 0.8 | 0.8
| 25 | 0.31476 | 0.13001 | 0.072336 | 0.037634 | 0.019143 | 0.012219 | 0.25171 | 0.34409 | 0.38734 | 0.42204 | 0.44978 | 0.46432 | 0.76 | 0.8 | 0.8 | 0.8 | 0.8 | 0.8
| 35 | 0.49071 | 0.21799 | 0.12317 | 0.06696 | 0.034213 | 0.021383 | 0.2654 | 0.40176 | 0.47287 | 0.52908 | 0.5782 | 0.60514 | 0.76 | 0.8 | 0.8 | 0.8 | 0.8 | 0.8
| 45 | 0.65689 | 0.31085 | 0.17986 | 0.099707 | 0.052134 | 0.03238 | 0.26369 | 0.43671 | 0.53495 | 0.6151 | 0.68646 | 0.72794 | 0.83 | 0.83 | 0.83 | 0.83 | 0.83 | 0.83
| 55 | 0.81134 | 0.40665 | 0.24047 | 0.13685 | 0.071685 | 0.045821 | 0.25367 | 0.45601 | 0.58065 | 0.68426 | 0.78201 | 0.83633 | 0.87 | 0.87 | 0.87 | 0.87 | 0.87 | 0.87
| 65 | 0.9521 | 0.50049 | 0.30499 | 0.17546 | 0.094086 | 0.059873 | 0.23974 | 0.46554 | 0.61217 | 0.74169 | 0.86376 | 0.93561 | 0.87 | 0.87 | 0.87 | 0.87 | 0.87 | 0.87
| 75 | 1.0743 | 0.58944 | 0.36461 | 0.21408 | 0.1173 | 0.076 | 0.22434 | 0.46676 | 0.63539 | 0.78592 | 0.93109 | 1.018 | 0.87 | 0.87 | 0.87 | 0.87 | 0.87 | 0.87
| 85 | 1.1818 | 0.67351 | 0.42717 | 0.25415 | 0.1397 | 0.091031 | 0.20894 | 0.4631 | 0.64785 | 0.82087 | 0.99255 | 1.0948 | 0.87 | 0.87 | 0.87 | 0.87 | 0.87 | 0.87
| 95 | 1.2766 | 0.75269 | 0.48583 | 0.29374 | 0.16373 | 0.10692 | 0.19404 | 0.45601 | 0.65616 | 0.84824 | 1.0433 | 1.1626 | 0.87 | 0.87 | 0.87 | 0.87 | 0.87 | 0.87
| 105 | 1.3578 | 0.826 | 0.54154 | 0.33187 | 0.18695 | 0.12341 | 0.1806 | 0.44648 | 0.65982 | 0.8695 | 1.0869 | 1.2203 | 0.87 | 0.87 | 0.87 | 0.87 | 0.87 | 0.87
| 115 | 1.4321 | 0.89541 | 0.59824 | 0.3695 | 0.21139 | 0.13991 | 0.1674 | 0.43573 | 0.6586 | 0.88734 | 1.1245 | 1.2746 | 0.87 | 0.87 | 0.87 | 0.87 | 0.87 | 0.87
| 125 | 1.4976 | 0.95992 | 0.65103 | 0.40762 | 0.23501 | 0.1564 | 0.15543 | 0.42424 | 0.65591 | 0.89932 | 1.1582 | 1.3233 | 0.87 | 0.87 | 0.87 | 0.87 | 0.87 | 0.87
| 135 | 1.5543 | 1.0215 | 0.70088 | 0.44477 | 0.25904 | 0.16801 | 0.14492 | 0.41129 | 0.65176 | 0.90787 | 1.1865 | 1.3776 | 0.87 | 0.87 | 0.87 | 0.87 | 0.87 | 0.87
| 145 | 1.6061 | 1.0782 | 0.74976 | 0.48045 | 0.28267 | 0.19 | 0.1349 | 0.39883 | 0.64516 | 0.91447 | 1.2111 | 1.4057 | 0.87 | 0.87 | 0.87 | 0.87 | 0.87 | 0.87
| 155 | 1.652 | 1.131 | 0.7957 | 0.51564 | 0.30629 | 0.20711 | 0.12586 | 0.38636 | 0.63783 | 0.91789 | 1.2319 | 1.4402 | 0.87 | 0.87 | 0.87 | 0.87 | 0.87 | 0.87
2 | 15 | 0.0034072 | 0.0017036 | 0.00085179 | 0.00042589 | 0.00017746 | 0.00026618 | 0.070273 | 0.071976 | 0.073254 | 0.074106 | 0.074851 | 0.074478 | 1 | 1 | 1 | 1 | 1 | 1 | 15 | 3756.8 | 3522 | 3756.8 | 3522 | 14609.7778 | 10957.3333 | 14609.7778 | 10957.3333 | 2 | 18 | 5 | 2 | 2 | 16 | 12 | 4 | 1.25 | 2 | M13 | 5.9 | 0.75 | 11.0699
| 25 | 0.011073 | 0.0034072 | 0.0025554 | 0.00085179 | 0.00070982 | 0.00053237 | 0.10605 | 0.11371 | 0.11499 | 0.1184 | 0.11882 | 0.11957 | 1 | 1 | 1 | 1 | 1 | 1 | 25 | 3756.8 | 3522 | 3756.8 | 3522 | 14609.7778 | 10957.3333 | 14609.7778 | 10957.3333 | 3 | [9 empty] | M17 | 4.5 | 1.1 | 18.188
| 35 | 0.019591 | 0.0076661 | 0.0042589 | 0.0021295 | 0.00070982 | 0.0010647 | 0.13629 | 0.14821 | 0.15332 | 0.15758 | 0.16184 | 0.16035 | 1 | 1 | 1 | 1 | 1 | 1 | 35 | 3756.8 | 3522 | 3756.8 | 3522 | 14609.7778 | 10957.3333 | 14609.7778 | 10957.3333 | 4 | 42 | 5 | 2 | 2 | 16 | 12 | 4 | 2.92 |  | M23 | 2.7 | 1.3 | 34.5704
| 45 | 0.030664 | 0.011073 | 0.0068143 | 0.0034072 | 0.0014196 | 0.0010647 | 0.16099 | 0.18058 | 0.18697 | 0.19378 | 0.19974 | 0.20124 | 1 | 1 | 1 | 1 | 1 | 1 | 45 | 3756.8 | 3522 | 3756.8 | 3522 | 14609.7778 | 10957.3333 | 14609.7778 | 10957.3333 | 5 | [9 empty] | M31 | 2.3 | 1.3 | 65.8566
| 55 | 0.042589 | 0.016184 | 0.0093697 | 0.0046848 | 0.0024844 | 0.0015971 | 0.18143 | 0.20784 | 0.21806 | 0.22743 | 0.23403 | 0.23776 | 1 | 1 | 1 | 1 | 1 | 1 | 55 | 3756.8 | 3522 | 3756.8 | 3522 | 14609.7778 | 10957.3333 | 14609.7778 | 10957.3333 | 6 | 66 | 5 | 2 | 2 | 16 | 12 | 4 | 4.583
| 65 | 0.054514 | 0.022147 | 0.011925 | 0.0063884 | 0.0031942 | 0.0021295 | 0.19932 | 0.23169 | 0.24702 | 0.25809 | 0.26767 | 0.27215 | 1 | 1 | 1 | 1 | 1 | 1 | 65 | 3756.8 | 3522 | 3756.8 | 3522 | 14609.7778 | 10957.3333 | 14609.7778 | 10957.3333 | 7
| 75 | 0.067291 | 0.027257 | 0.015332 | 0.008092 | 0.0042589 | 0.0026618 | 0.21422 | 0.25426 | 0.27215 | 0.28663 | 0.29813 | 0.30483 | 1 | 1 | 1 | 1 | 1 | 1 | 75 | 3756.8 | 3522 | 3756.8 | 3522 | 14609.7778 | 10957.3333 | 14609.7778 | 10957.3333 | 8 | 90 | 5 | 2 | 2 | 16 | 12 | 4 | 6.2496
| 85 | 0.080068 | 0.03322 | 0.018739 | 0.010221 | 0.0049688 | 0.0031942 | 0.227 | 0.27385 | 0.29557 | 0.31261 | 0.32836 | 0.33582 | 1 | 1 | 1 | 1 | 1 | 1 | 85 | 3756.8 | 3522 | 3756.8 | 3522 | 14609.7778 | 10957.3333 | 14609.7778 | 10957.3333
| 95 | 0.093697 | 0.039182 | 0.022147 | 0.011925 | 0.0060335 | 0.0042589 | 0.23765 | 0.29216 | 0.31772 | 0.33816 | 0.35583 | 0.36329 | 1 | 1 | 1 | 1 | 1 | 1 | 95 | 3756.8 | 3522 | 3756.8 | 3522 | 14609.7778 | 10957.3333 | 14609.7778 | 10957.3333 | [9 empty] | 4 | M13 | 5.9 | 0.75 | 28.2107
| 105 | 0.10562 | 0.045997 | 0.025554 | 0.014055 | 0.0070982 | 0.0047913 | 0.24787 | 0.3075 | 0.33816 | 0.36116 | 0.38203 | 0.39172 | 1 | 1 | 1 | 1 | 1 | 1 | 105 | 3756.8 | 3522 | 3756.8 | 3522 | 14609.7778 | 10957.3333 | 14609.7778 | 10957.3333 | [10 empty] | M17 | 4.5 | 1.1 | 45.332
| 115 | 0.11925 | 0.051959 | 0.028961 | 0.016184 | 0.0085179 | 0.0053237 | 0.25554 | 0.32283 | 0.35733 | 0.38288 | 0.40588 | 0.41929 | 1 | 1 | 1 | 1 | 1 | 1 | 115 | 3756.8 | 3522 | 3756.8 | 3522 | 14609.7778 | 10957.3333 | 14609.7778 | 10957.3333 | [10 empty] | M23 | 2.7 | 1.3 | 85.9976
| 125 | 0.13203 | 0.057922 | 0.032368 | 0.018313 | 0.0095826 | 0.0063884 | 0.26278 | 0.33688 | 0.37521 | 0.40332 | 0.42951 | 0.44293 | 1 | 1 | 1 | 1 | 1 | 1 | 125 | 3756.8 | 3522 | 3756.8 | 3522 | 14609.7778 | 10957.3333 | 14609.7778 | 10957.3333 | [10 empty] | M31 | 2.3 | 1.3 | 151.5702
| 135 | 0.14395 | 0.063884 | 0.036627 | 0.020443 | 0.011002 | 0.0069208 | 0.26959 | 0.34966 | 0.39055 | 0.42291 | 0.45124 | 0.46838 | 1 | 1 | 1 | 1 | 1 | 1 | 135 | 3756.8 | 3522 | 3756.8 | 3522 | 14609.7778 | 10957.3333 | 14609.7778 | 10957.3333
| 145 | 0.15503 | 0.070698 | 0.040886 | 0.022572 | 0.012067 | 0.0079855 | 0.27598 | 0.36031 | 0.40503 | 0.44165 | 0.47317 | 0.49031 | 1 | 1 | 1 | 1 | 1 | 1 | 145 | 3756.8 | 3522 | 3756.8 | 3522 | 14609.7778 | 10957.3333 | 14609.7778 | 10957.3333
| 155 | 0.1678 | 0.076661 | 0.044293 | 0.025128 | 0.013487 | 0.0085179 | 0.28024 | 0.37138 | 0.41993 | 0.45826 | 0.49319 | 0.51405 | 1 | 1 | 1 | 1 | 1 | 1 | 155 | 3756.8 | 3522 | 3756.8 | 3522 | 14609.7778 | 10957.3333 | 14609.7778 | 10957.3333
3 | 15 | 0 | 0 | 0 | 0 | 0 | 0 | 0 | 0 | 0 | 0 | 0 | 0 | 0 | 0 | 0 | 0 | 0 | 0
| 25 | 0 | 0 | 0 | 0 | 0 | 0 | 0 | 0 | 0 | 0 | 0 | 0 | 0 | 0 | 0 | 0 | 0 | 0 | [18 empty] | 6 | M13 | 5.9 | 0.75 | 45.3515
| 35 | 0 | 0 | 0 | 0 | 0 | 0 | 0 | 0 | 0 | 0 | 0 | 0 | 0 | 0 | 0 | 0 | 0 | 0 | [19 empty] | M17 | 4.5 | 1.1 | 72.476
| 45 | 0 | 0 | 0 | 0 | 0 | 0 | 0 | 0 | 0 | 0 | 0 | 0 | 0 | 0 | 0 | 0 | 0 | 0 | [19 empty] | M23 | 2.7 | 1.3 | 137.4248
| 55 | 0 | 0 | 0 | 0 | 0 | 0 | 0 | 0 | 0 | 0 | 0 | 0 | 0 | 0 | 0 | 0 | 0 | 0 | [19 empty] | M31 | 2.3 | 1.3 | 237.2838
| 65 | 0 | 0 | 0 | 0 | 0 | 0 | 0 | 0 | 0 | 0 | 0 | 0 | 0 | 0 | 0 | 0 | 0 | 0
| 75 | 0 | 0 | 0 | 0 | 0 | 0 | 0 | 0 | 0 | 0 | 0 | 0 | 0 | 0 | 0 | 0 | 0 | 0
| 85 | 0 | 0 | 0 | 0 | 0 | 0 | 0 | 0 | 0 | 0 | 0 | 0 | 0 | 0 | 0 | 0 | 0 | 0
| 95 | 0 | 0 | 0 | 0 | 0 | 0 | 0 | 0 | 0 | 0 | 0 | 0 | 0 | 0 | 0 | 0 | 0 | 0
| 105 | 0 | 0 | 0 | 0 | 0 | 0 | 0 | 0 | 0 | 0 | 0 | 0 | 0 | 0 | 0 | 0 | 0 | 0 | [18 empty] | 8 | M13 | 5.9 | 0.75 | 62.4923
| 115 | 0 | 0 | 0 | 0 | 0 | 0 | 0 | 0 | 0 | 0 | 0 | 0 | 0 | 0 | 0 | 0 | 0 | 0 | [19 empty] | M17 | 4.5 | 1.1 | 99.62
| 125 | 0 | 0 | 0 | 0 | 0 | 0 | 0 | 0 | 0 | 0 | 0 | 0 | 0 | 0 | 0 | 0 | 0 | 0 | [19 empty] | M23 | 2.7 | 1.3 | 188.852
| 135 | 0 | 0 | 0 | 0 | 0 | 0 | 0 | 0 | 0 | 0 | 0 | 0 | 0 | 0 | 0 | 0 | 0 | 0 | [19 empty] | M31 | 2.3 | 1.3 | 322.9974
| 145 | 0 | 0 | 0 | 0 | 0 | 0 | 0 | 0 | 0 | 0 | 0 | 0 | 0 | 0 | 0 | 0 | 0 | 0
| 155 | 0 | 0 | 0 | 0 | 0 | 0 | 0 | 0 | 0 | 0 | 0 | 0 | 0 | 0 | 0 | 0 | 0 | 0
4 | 15 | 0.017036 | 0.0059625 | 0.0034072 | 0.0017036 | 0.00070982 | 0.00053237 | 0.15077 | 0.16184 | 0.16567 | 0.16908 | 0.17206 | 0.17281 | 1 | 1 | 1 | 1 | 1 | 1
| 25 | 0.043441 | 0.015332 | 0.0085179 | 0.0042589 | 0.0021295 | 0.0015971 | 0.21891 | 0.24702 | 0.25724 | 0.26576 | 0.27215 | 0.27438 | 1 | 1 | 1 | 1 | 1 | 1
| 35 | 0.075809 | 0.028961 | 0.015332 | 0.008092 | 0.003904 | 0.0026618 | 0.26917 | 0.31601 | 0.33646 | 0.35094 | 0.3635 | 0.36872 | 1 | 1 | 1 | 1 | 1 | 1
| 45 | 0.11073 | 0.044293 | 0.02385 | 0.012777 | 0.0063884 | 0.0037266 | 0.30707 | 0.37351 | 0.40417 | 0.42632 | 0.44549 | 0.45667 | 1 | 1 | 1 | 1 | 1 | 1
| 55 | 0.14821 | 0.061329 | 0.03322 | 0.017888 | 0.0088728 | 0.005856 | 0.33475 | 0.42164 | 0.4638 | 0.49446 | 0.52151 | 0.53418 | 1 | 1 | 1 | 1 | 1 | 1
| 65 | 0.18569 | 0.078365 | 0.043441 | 0.023424 | 0.012067 | 0.0074532 | 0.35605 | 0.46337 | 0.51576 | 0.55579 | 0.58986 | 0.60924 | 1 | 1 | 1 | 1 | 1 | 1
| 75 | 0.22317 | 0.097104 | 0.054514 | 0.029387 | 0.015261 | 0.0095826 | 0.37138 | 0.49744 | 0.56133 | 0.61158 | 0.65396 | 0.67781 | 1 | 1 | 1 | 1 | 1 | 1
| 85 | 0.2598 | 0.11499 | 0.065588 | 0.036201 | 0.018455 | 0.011712 | 0.3833 | 0.52811 | 0.60221 | 0.66099 | 0.71422 | 0.74255 | 1 | 1 | 1 | 1 | 1 | 1
| 95 | 0.29557 | 0.13458 | 0.076661 | 0.042589 | 0.022359 | 0.014374 | 0.3914 | 0.55239 | 0.63927 | 0.70741 | 0.7681 | 0.80164 | 1 | 1 | 1 | 1 | 1 | 1
| 105 | 0.32964 | 0.15332 | 0.088586 | 0.049404 | 0.025909 | 0.016503 | 0.39779 | 0.57411 | 0.67121 | 0.74957 | 0.82006 | 0.85956 | 1 | 1 | 1 | 1 | 1 | 1
| 115 | 0.36286 | 0.17206 | 0.099659 | 0.056644 | 0.029813 | 0.019165 | 0.40204 | 0.59284 | 0.70145 | 0.78748 | 0.86797 | 0.91269 | 1 | 1 | 1 | 1 | 1 | 1
| 125 | 0.39523 | 0.18995 | 0.11158 | 0.063458 | 0.034072 | 0.021295 | 0.4046 | 0.60988 | 0.72743 | 0.82368 | 0.91184 | 0.9655 | 1 | 1 | 1 | 1 | 1 | 1
| 135 | 0.42589 | 0.20869 | 0.12351 | 0.070698 | 0.037621 | 0.024489 | 0.40588 | 0.62308 | 0.75085 | 0.85647 | 0.95571 | 1.0109 | 1 | 1 | 1 | 1 | 1 | 1
| 145 | 0.45571 | 0.22572 | 0.13543 | 0.077939 | 0.04188 | 0.027151 | 0.4063 | 0.63629 | 0.77172 | 0.88671 | 0.99489 | 1.0568 | 1 | 1 | 1 | 1 | 1 | 1
| 155 | 0.48467 | 0.24361 | 0.14651 | 0.085179 | 0.046139 | 0.02928 | 0.40545 | 0.64651 | 0.79216 | 0.91482 | 1.0319 | 1.1027 | 1 | 1 | 1 | 1 | 1 | 1
5 | 15 | 0 | 0 | 0 | 0 | 0 | 0 | 0 | 0 | 0 | 0 | 0 | 0 | 0 | 0 | 0 | 0 | 0 | 0
| 25 | 0 | 0 | 0 | 0 | 0 | 0 | 0 | 0 | 0 | 0 | 0 | 0 | 0 | 0 | 0 | 0 | 0 | 0
| 35 | 0 | 0 | 0 | 0 | 0 | 0 | 0 | 0 | 0 | 0 | 0 | 0 | 0 | 0 | 0 | 0 | 0 | 0
| 45 | 0 | 0 | 0 | 0 | 0 | 0 | 0 | 0 | 0 | 0 | 0 | 0 | 0 | 0 | 0 | 0 | 0 | 0
| 55 | 0 | 0 | 0 | 0 | 0 | 0 | 0 | 0 | 0 | 0 | 0 | 0 | 0 | 0 | 0 | 0 | 0 | 0
| 65 | 0 | 0 | 0 | 0 | 0 | 0 | 0 | 0 | 0 | 0 | 0 | 0 | 0 | 0 | 0 | 0 | 0 | 0
| 75 | 0 | 0 | 0 | 0 | 0 | 0 | 0 | 0 | 0 | 0 | 0 | 0 | 0 | 0 | 0 | 0 | 0 | 0
| 85 | 0 | 0 | 0 | 0 | 0 | 0 | 0 | 0 | 0 | 0 | 0 | 0 | 0 | 0 | 0 | 0 | 0 | 0
| 95 | 0 | 0 | 0 | 0 | 0 | 0 | 0 | 0 | 0 | 0 | 0 | 0 | 0 | 0 | 0 | 0 | 0 | 0
| 105 | 0 | 0 | 0 | 0 | 0 | 0 | 0 | 0 | 0 | 0 | 0 | 0 | 0 | 0 | 0 | 0 | 0 | 0
| 115 | 0 | 0 | 0 | 0 | 0 | 0 | 0 | 0 | 0 | 0 | 0 | 0 | 0 | 0 | 0 | 0 | 0 | 0
| 125 | 0 | 0 | 0 | 0 | 0 | 0 | 0 | 0 | 0 | 0 | 0 | 0 | 0 | 0 | 0 | 0 | 0 | 0
| 135 | 0 | 0 | 0 | 0 | 0 | 0 | 0 | 0 | 0 | 0 | 0 | 0 | 0 | 0 | 0 | 0 | 0 | 0
| 145 | 0 | 0 | 0 | 0 | 0 | 0 | 0 | 0 | 0 | 0 | 0 | 0 | 0 | 0 | 0 | 0 | 0 | 0
| 155 | 0 | 0 | 0 | 0 | 0 | 0 | 0 | 0 | 0 | 0 | 0 | 0 | 0 | 0 | 0 | 0 | 0 | 0
6 | 15 | 0.037479 | 0.013629 | 0.0068143 | 0.0034072 | 0.0017746 | 0.0010647 | 0.21976 | 0.24361 | 0.25383 | 0.26065 | 0.26555 | 0.26853 | 1 | 1 | 1 | 1 | 1 | 1
| 25 | 0.09029 | 0.034923 | 0.017888 | 0.0097956 | 0.0046139 | 0.0026618 | 0.30537 | 0.36073 | 0.38629 | 0.40247 | 0.41802 | 0.42621 | 1 | 1 | 1 | 1 | 1 | 1
| 35 | 0.16184 | 0.061329 | 0.03322 | 0.017462 | 0.0088728 | 0.0053237 | 0.35179 | 0.4523 | 0.49446 | 0.52598 | 0.55175 | 0.56665 | 1 | 1 | 1 | 1 | 1 | 1
| 45 | 0.21976 | 0.091993 | 0.050256 | 0.026831 | 0.013842 | 0.0085179 | 0.39523 | 0.523 | 0.5856 | 0.63245 | 0.67142 | 0.69378 | 1 | 1 | 1 | 1 | 1 | 1
| 55 | 0.2862 | 0.12436 | 0.068995 | 0.037905 | 0.019165 | 0.012244 | 0.41695 | 0.57879 | 0.66184 | 0.72402 | 0.78024 | 0.80931 | 1 | 1 | 1 | 1 | 1 | 1
| 65 | 0.35179 | 0.15758 | 0.089438 | 0.049404 | 0.025199 | 0.013309 | 0.42888 | 0.62308 | 0.7253 | 0.80537 | 0.87798 | 0.92792 | 1 | 1 | 1 | 1 | 1 | 1
| 75 | 0.41397 | 0.19165 | 0.11073 | 0.061329 | 0.031942 | 0.02023 | 0.43484 | 0.65716 | 0.77853 | 0.87734 | 0.9655 | 1.0147 | 1 | 1 | 1 | 1 | 1 | 1
| 85 | 0.47359 | 0.22572 | 0.13203 | 0.074106 | 0.03904 | 0.024489 | 0.43612 | 0.68399 | 0.82453 | 0.94037 | 1.0456 | 1.1067 | 1 | 1 | 1 | 1 | 1 | 1
| 95 | 0.53066 | 0.25894 | 0.15332 | 0.086882 | 0.046139 | 0.02928 | 0.43399 | 0.70571 | 0.86414 | 0.99702 | 1.1193 | 1.1901 | 1 | 1 | 1 | 1 | 1 | 1
| 105 | 0.58262 | 0.29216 | 0.17547 | 0.10009 | 0.053592 | 0.034072 | 0.43101 | 0.72147 | 0.89651 | 1.0473 | 1.1868 | 1.2687 | 1 | 1 | 1 | 1 | 1 | 1
| 115 | 0.63288 | 0.32453 | 0.19676 | 0.11329 | 0.061045 | 0.039395 | 0.42547 | 0.73382 | 0.92547 | 1.0924 | 1.2491 | 1.3401 | 1 | 1 | 1 | 1 | 1 | 1
| 125 | 0.67973 | 0.35605 | 0.21806 | 0.12692 | 0.068498 | 0.044719 | 0.41908 | 0.74276 | 0.94974 | 1.132 | 1.3073 | 1.4072 | 1 | 1 | 1 | 1 | 1 | 1
| 135 | 0.72487 | 0.38586 | 0.23935 | 0.16993 | 0.076661 | 0.04951 | 0.41141 | 0.75043 | 0.97019 | 1.109 | 1.359 | 1.4731 | 1 | 1 | 1 | 1 | 1 | 1
| 145 | 0.76661 | 0.41567 | 0.2598 | 0.15332 | 0.084469 | 0.054834 | 0.40375 | 0.75468 | 0.9885 | 1.2014 | 1.408 | 1.5325 | 1 | 1 | 1 | 1 | 1 | 1
| 155 | 0.80494 | 0.44463 | 0.28024 | 0.16695 | 0.092277 | 0.060158 | 0.39651 | 0.75681 | 1.0034 | 1.23 | 1.454 | 1.5889 | 1 | 1 | 1 | 1 | 1 | 1
7 | 15 | 0 | 0 | 0 | 0 | 0 | 0 | 0 | 0 | 0 | 0 | 0 | 0 | 0 | 0 | 0 | 0 | 0 | 0
| 25 | 0 | 0 | 0 | 0 | 0 | 0 | 0 | 0 | 0 | 0 | 0 | 0 | 0 | 0 | 0 | 0 | 0 | 0
| 35 | 0 | 0 | 0 | 0 | 0 | 0 | 0 | 0 | 0 | 0 | 0 | 0 | 0 | 0 | 0 | 0 | 0 | 0
| 45 | 0 | 0 | 0 | 0 | 0 | 0 | 0 | 0 | 0 | 0 | 0 | 0 | 0 | 0 | 0 | 0 | 0 | 0
| 55 | 0 | 0 | 0 | 0 | 0 | 0 | 0 | 0 | 0 | 0 | 0 | 0 | 0 | 0 | 0 | 0 | 0 | 0
| 65 | 0 | 0 | 0 | 0 | 0 | 0 | 0 | 0 | 0 | 0 | 0 | 0 | 0 | 0 | 0 | 0 | 0 | 0
| 75 | 0 | 0 | 0 | 0 | 0 | 0 | 0 | 0 | 0 | 0 | 0 | 0 | 0 | 0 | 0 | 0 | 0 | 0
| 85 | 0 | 0 | 0 | 0 | 0 | 0 | 0 | 0 | 0 | 0 | 0 | 0 | 0 | 0 | 0 | 0 | 0 | 0
| 95 | 0 | 0 | 0 | 0 | 0 | 0 | 0 | 0 | 0 | 0 | 0 | 0 | 0 | 0 | 0 | 0 | 0 | 0
| 105 | 0 | 0 | 0 | 0 | 0 | 0 | 0 | 0 | 0 | 0 | 0 | 0 | 0 | 0 | 0 | 0 | 0 | 0
| 115 | 0 | 0 | 0 | 0 | 0 | 0 | 0 | 0 | 0 | 0 | 0 | 0 | 0 | 0 | 0 | 0 | 0 | 0
| 125 | 0 | 0 | 0 | 0 | 0 | 0 | 0 | 0 | 0 | 0 | 0 | 0 | 0 | 0 | 0 | 0 | 0 | 0
| 135 | 0 | 0 | 0 | 0 | 0 | 0 | 0 | 0 | 0 | 0 | 0 | 0 | 0 | 0 | 0 | 0 | 0 | 0
| 145 | 0 | 0 | 0 | 0 | 0 | 0 | 0 | 0 | 0 | 0 | 0 | 0 | 0 | 0 | 0 | 0 | 0 | 0
| 155 | 0 | 0 | 0 | 0 | 0 | 0 | 0 | 0 | 0 | 0 | 0 | 0 | 0 | 0 | 0 | 0 | 0 | 0
8 | 15 | 0.064736 | 0.02385 | 0.012777 | 0.0063884 | 0.0028393 | 0.0021295 | 0.27726 | 0.31814 | 0.33475 | 0.34753 | 0.35818 | 0.36116 | 1 | 1 | 1 | 1 | 1 | 1
| 25 | 0.14991 | 0.059625 | 0.031516 | 0.01661 | 0.008163 | 0.0047913 | 0.36882 | 0.45911 | 0.50128 | 0.53109 | 0.55643 | 0.57059 | 1 | 1 | 1 | 1 | 1 | 1
| 35 | 0.24702 | 0.10221 | 0.056218 | 0.030239 | 0.015261 | 0.0090503 | 0.4178 | 0.56261 | 0.6316 | 0.68356 | 0.72849 | 0.75458 | 1 | 1 | 1 | 1 | 1 | 1
| 45 | 0.34412 | 0.15077 | 0.084327 | 0.045997 | 0.023424 | 0.014906 | 0.4425 | 0.63586 | 0.73552 | 0.81218 | 0.8799 | 0.91567 | 1 | 1 | 1 | 1 | 1 | 1
| 55 | 0.43952 | 0.20102 | 0.11499 | 0.063458 | 0.036201 | 0.015439 | 0.4506 | 0.6891 | 0.81814 | 0.92121 | 1.003 | 1.0902 | 1 | 1 | 1 | 1 | 1 | 1
| 65 | 0.52896 | 0.25213 | 0.14651 | 0.082198 | 0.042944 | 0.026618 | 0.44974 | 0.72658 | 0.88501 | 1.0136 | 1.1314 | 1.2 | 1 | 1 | 1 | 1 | 1 | 1
| 75 | 0.61329 | 0.30239 | 0.17888 | 0.10136 | 0.053947 | 0.034072 | 0.44208 | 0.75298 | 0.93825 | 1.0933 | 1.2355 | 1.319 | 1 | 1 | 1 | 1 | 1 | 1
| 85 | 0.68995 | 0.35179 | 0.2121 | 0.12138 | 0.064949 | 0.041525 | 0.43186 | 0.77002 | 0.97956 | 1.161 | 1.3303 | 1.4287 | 1 | 1 | 1 | 1 | 1 | 1
| 95 | 0.7615 | 0.39949 | 0.24446 | 0.14182 | 0.076661 | 0.04951 | 0.41908 | 0.78109 | 1.0136 | 1.2189 | 1.4144 | 1.5284 | 1 | 1 | 1 | 1 | 1 | 1
| 105 | 0.82709 | 0.44634 | 0.27683 | 0.16184 | 0.088728 | 0.056963 | 0.40545 | 0.7862 | 1.0405 | 1.2704 | 1.4898 | 1.6232 | 1 | 1 | 1 | 1 | 1 | 1
| 115 | 0.88671 | 0.49063 | 0.30835 | 0.18271 | 0.10044 | 0.065481 | 0.39182 | 0.7879 | 1.0613 | 1.3126 | 1.5594 | 1.7062 | 1 | 1 | 1 | 1 | 1 | 1
| 125 | 0.94208 | 0.53407 | 0.33901 | 0.20315 | 0.11251 | 0.073467 | 0.37777 | 0.78578 | 1.0784 | 1.3501 | 1.622 | 1.786 | 1 | 1 | 1 | 1 | 1 | 1
| 135 | 0.99319 | 0.57496 | 0.36968 | 0.22317 | 0.12493 | 0.081985 | 0.36371 | 0.78194 | 1.0899 | 1.3829 | 1.6776 | 1.858 | 1 | 1 | 1 | 1 | 1 | 1
| 145 | 1.04 | 0.61414 | 0.39949 | 0.24361 | 0.137 | 0.08997 | 0.35009 | 0.77598 | 1.098 | 1.4097 | 1.7296 | 1.9271 | 1 | 1 | 1 | 1 | 1 | 1
| 155 | 1.0835 | 0.65247 | 0.42845 | 0.26278 | 0.14942 | 0.098488 | 0.33688 | 0.76789 | 1.1039 | 1.4353 | 1.7753 | 1.9892 | 1 | 1 | 1 | 1 | 1 | 1
2 | 15 | 0.0068143 | 0.0034072 | 0.0017036 | 0.00085179 | 0.00035491 | 0.00053237 | 0.070273 | 0.071976 | 0.073254 | 0.074106 | 0.074851 | 0.074478 | 0.9 | 0.9 | 0.9 | 0.9 | 0.9 | 0.9 | 15 |  |  | 1878.4 | 1761 |  |  | 7304.8889 | 5706.9444 | 2 | 18 | 10 | 1 | 2 | 16 | 12 | 4 | 0.62
| 25 | 0.022147 | 0.0068143 | 0.0051107 | 0.0017036 | 0.0014196 | 0.0010647 | 0.10605 | 0.11371 | 0.11499 | 0.1184 | 0.11882 | 0.11957 | 0.9 | 0.9 | 0.9 | 0.9 | 0.9 | 0.9 | 25 |  |  | 1878.4 | 1761 |  |  | 7304.8889 | 5706.9444 | 3 | 30 | 10 | 1 | 2 | 16 | 12 | 4 | 1.04
| 35 | 0.039182 | 0.015332 | 0.0085179 | 0.0042589 | 0.0014196 | 0.0021295 | 0.13629 | 0.14821 | 0.15332 | 0.15758 | 0.16184 | 0.16035 | 0.9 | 0.9 | 0.9 | 0.9 | 0.9 | 0.9 | 35 |  |  | 1878.4 | 1761 |  |  | 7304.8889 | 5706.9444 | 4 | 42 | 10 | 1 | 2 | 16 | 12 | 4 | 1.46
| 45 | 0.061329 | 0.022147 | 0.013629 | 0.0068143 | 0.0028393 | 0.0021295 | 0.16099 | 0.18058 | 0.18697 | 0.19378 | 0.19974 | 0.20124 | 0.9 | 0.9 | 0.9 | 0.9 | 0.9 | 0.9 | 45 |  |  | 1878.4 | 1761 |  |  | 7304.8889 | 5706.9444 | 5 | 54 | 10 | 1 | 2 | 16 | 12 | 4 | 1.88
| 55 | 0.085179 | 0.032368 | 0.018739 | 0.0093697 | 0.0049688 | 0.0031942 | 0.18143 | 0.20784 | 0.21806 | 0.22743 | 0.23403 | 0.23776 | 0.9 | 0.9 | 0.9 | 0.9 | 0.9 | 0.9 | 55 |  |  | 1878.4 | 1761 |  |  | 7304.8889 | 5706.9444 | 6 | 66 | 10 | 1 | 2 | 16 | 12 | 4 | 2.29 | 3 | M13 | 5 | 1 | 9.2844
| 65 | 0.10903 | 0.044293 | 0.02385 | 0.012777 | 0.0063884 | 0.0042589 | 0.19932 | 0.23169 | 0.24702 | 0.25809 | 0.26767 | 0.27215 | 0.9 | 0.9 | 0.9 | 0.9 | 0.9 | 0.9 | 65 |  |  | 1878.4 | 1761 |  |  | 7304.8889 | 5706.9444 | 7 | 78 | 10 | 1 | 2 | 16 | 12 | 4 | 2.71 |  | M17 | 4.4 | 1.04 | 15.3605
| 75 | 0.13458 | 0.054514 | 0.030664 | 0.016184 | 0.0085179 | 0.0053237 | 0.21422 | 0.25426 | 0.27215 | 0.28663 | 0.29813 | 0.30483 | 0.9 | 0.9 | 0.9 | 0.9 | 0.9 | 0.9 | 75 |  |  | 1878.4 | 1761 |  |  | 7304.8889 | 5706.9444 | 8 | 90 | 10 | 1 | 2 | 16 | 12 | 4 | 3.12 |  | M23 | 3.6 | 1.12 | 29.2134
| 85 | 0.16014 | 0.06644 | 0.037479 | 0.020443 | 0.0099375 | 0.0063884 | 0.227 | 0.27385 | 0.29557 | 0.31261 | 0.32836 | 0.33582 | 0.9 | 0.9 | 0.9 | 0.9 | 0.9 | 0.9 | 85 |  |  | 1878.4 | 1761 |  |  | 7304.8889 | 5706.9444 | [10 empty] | M31 | 3 | 1.15 | 56.9281
| 95 | 0.18739 | 0.078365 | 0.044293 | 0.02385 | 0.012067 | 0.0085179 | 0.23765 | 0.29216 | 0.31772 | 0.33816 | 0.35583 | 0.36329 | 0.9 | 0.9 | 0.9 | 0.9 | 0.9 | 0.9 | 95 |  |  | 1878.4 | 1761 |  |  | 7304.8889 | 5706.9444 | [9 empty] | 4 | M13 | 5 | 1 | 13.5696
| 105 | 0.21124 | 0.091993 | 0.051107 | 0.028109 | 0.014196 | 0.0095826 | 0.24787 | 0.3075 | 0.33816 | 0.36116 | 0.38203 | 0.39172 | 0.9 | 0.9 | 0.9 | 0.9 | 0.9 | 0.9 | 105 |  |  | 1878.4 | 1761 |  |  | 7304.8889 | 5706.9444 | [10 empty] | M17 | 4.4 | 1.04 | 22.1465
| 115 | 0.2385 | 0.10392 | 0.057922 | 0.032368 | 0.017036 | 0.010647 | 0.25554 | 0.32283 | 0.35733 | 0.38288 | 0.40588 | 0.41929 | 0.9 | 0.9 | 0.9 | 0.9 | 0.9 | 0.9 | 115 |  |  | 1878.4 | 1761 |  |  | 7304.8889 | 5706.9444 | [10 empty] | M23 | 3.6 | 1.12 | 42.0702
| 125 | 0.26405 | 0.11584 | 0.064736 | 0.036627 | 0.019165 | 0.012777 | 0.26278 | 0.33688 | 0.37521 | 0.40332 | 0.42951 | 0.44293 | 0.9 | 0.9 | 0.9 | 0.9 | 0.9 | 0.9 | 125 |  |  | 1878.4 | 1761 |  |  | 7304.8889 | 5706.9444 | [10 empty] | M31 | 3 | 1.15 | 78.3565
| 135 | 0.2879 | 0.12777 | 0.073254 | 0.040886 | 0.022005 | 0.013842 | 0.26959 | 0.34966 | 0.39055 | 0.42291 | 0.45124 | 0.46838 | 0.9 | 0.9 | 0.9 | 0.9 | 0.9 | 0.9 | 135 |  |  | 1878.4 | 1761 |  |  | 7304.8889 | 5706.9444 | [9 empty] | 5 | M13 | 5 | 1 | 17.8548
| 145 | 0.31005 | 0.1414 | 0.081772 | 0.045145 | 0.024134 | 0.015971 | 0.27598 | 0.36031 | 0.40503 | 0.44165 | 0.47317 | 0.49031 | 0.9 | 0.9 | 0.9 | 0.9 | 0.9 | 0.9 | 145 |  |  | 1878.4 | 1761 |  |  | 7304.8889 | 5706.9444 | [10 empty] | M17 | 4.4 | 1.04 | 28.9325
| 155 | 0.3356 | 0.15332 | 0.088586 | 0.050256 | 0.026973 | 0.017036 | 0.28024 | 0.37138 | 0.41993 | 0.45826 | 0.49319 | 0.51405 | 0.9 | 0.9 | 0.9 | 0.9 | 0.9 | 0.9 | 155 |  |  | 1878.4 | 1761 |  |  | 7304.8889 | 5706.9444 | [10 empty] | M23 | 3.6 | 1.12 | 54.927
3 | 15 | 0.018739 | 0.0068143 | 0.0034072 | 0.0017036 | 0.00070982 | 0.0010647 | 0.11201 | 0.11797 | 0.12053 | 0.12223 | 0.12372 | 0.12298 | 0.9 | 0.9 | 0.9 | 0.9 | 0.9 | 0.9 | [19 empty] | M31 | 3 | 1.15 | 99.7849
| 25 | 0.049404 | 0.017036 | 0.010221 | 0.0042589 | 0.0028393 | 0.0010647 | 0.16652 | 0.18271 | 0.18782 | 0.19378 | 0.19591 | 0.19964 | 0.9 | 0.9 | 0.9 | 0.9 | 0.9 | 0.9 | [18 empty] | 6 | M13 | 5 | 1 | 22.14
| 35 | 0.088586 | 0.034072 | 0.017036 | 0.0093697 | 0.0042589 | 0.0031942 | 0.20869 | 0.23595 | 0.24872 | 0.25639 | 0.26405 | 0.26629 | 0.9 | 0.9 | 0.9 | 0.9 | 0.9 | 0.9 | [19 empty] | M17 | 4.4 | 1.04 | 35.7185
| 45 | 0.13288 | 0.051107 | 0.027257 | 0.01448 | 0.0070982 | 0.0053237 | 0.24233 | 0.28322 | 0.30111 | 0.31388 | 0.32496 | 0.32868 | 0.9 | 0.9 | 0.9 | 0.9 | 0.9 | 0.9 | [19 empty] | M23 | 3.6 | 1.12 | 67.7838
| 55 | 0.17888 | 0.073254 | 0.039182 | 0.020443 | 0.0092277 | 0.0085179 | 0.26917 | 0.32198 | 0.34753 | 0.36627 | 0.38309 | 0.38458 | 0.9 | 0.9 | 0.9 | 0.9 | 0.9 | 0.9 | [19 empty] | M31 | 3 | 1.15 | 121.2133
| 65 | 0.22828 | 0.093697 | 0.051107 | 0.027257 | 0.014196 | 0.0085179 | 0.29046 | 0.35775 | 0.38969 | 0.41354 | 0.43313 | 0.44506 | 0.9 | 0.9 | 0.9 | 0.9 | 0.9 | 0.9 | [18 empty] | 7 | M13 | 5 | 1 | 26.4252
| 75 | 0.27768 | 0.11584 | 0.064736 | 0.034923 | 0.017746 | 0.011712 | 0.3075 | 0.38842 | 0.42675 | 0.45656 | 0.48233 | 0.495 | 0.9 | 0.9 | 0.9 | 0.9 | 0.9 | 0.9 | [19 empty] | M17 | 4.4 | 1.04 | 42.5045
| 85 | 0.32709 | 0.13969 | 0.078365 | 0.042589 | 0.022005 | 0.013842 | 0.32112 | 0.41482 | 0.46082 | 0.49659 | 0.52747 | 0.54461 | 0.9 | 0.9 | 0.9 | 0.9 | 0.9 | 0.9 | [19 empty] | M23 | 3.6 | 1.12 | 80.6406
| 95 | 0.37308 | 0.16354 | 0.093697 | 0.050256 | 0.026973 | 0.015971 | 0.33348 | 0.43825 | 0.49063 | 0.53407 | 0.56899 | 0.5921 | 0.9 | 0.9 | 0.9 | 0.9 | 0.9 | 0.9 | [19 empty] | M31 | 3 | 1.15 | 142.6417
| 105 | 0.42249 | 0.18739 | 0.10733 | 0.058773 | 0.031232 | 0.019165 | 0.34199 | 0.45954 | 0.51959 | 0.56814 | 0.60945 | 0.6348 | 0.9 | 0.9 | 0.9 | 0.9 | 0.9 | 0.9 | [18 empty] | 8 | M13 | 5 | 1 | 30.7104
| 115 | 0.46848 | 0.21124 | 0.12266 | 0.067291 | 0.035491 | 0.023424 | 0.34966 | 0.47828 | 0.54472 | 0.60009 | 0.64779 | 0.67313 | 0.9 | 0.9 | 0.9 | 0.9 | 0.9 | 0.9 | [19 empty] | M17 | 4.4 | 1.04 | 49.2905
| 125 | 0.51278 | 0.23509 | 0.13799 | 0.076661 | 0.04046 | 0.025554 | 0.35605 | 0.49489 | 0.56772 | 0.62905 | 0.68335 | 0.71465 | 0.9 | 0.9 | 0.9 | 0.9 | 0.9 | 0.9 | [19 empty] | M23 | 3.6 | 1.12 | 93.4974
| 135 | 0.55707 | 0.26065 | 0.15162 | 0.085179 | 0.045429 | 0.028748 | 0.36073 | 0.50894 | 0.59072 | 0.65716 | 0.71678 | 0.75181 | 0.9 | 0.9 | 0.9 | 0.9 | 0.9 | 0.9 | [19 empty] | M31 | 3 | 1.15 | 164.0701
| 145 | 0.59796 | 0.2845 | 0.16695 | 0.093697 | 0.050398 | 0.033007 | 0.36542 | 0.52215 | 0.61031 | 0.68356 | 0.74851 | 0.78503 | 0.9 | 0.9 | 0.9 | 0.9 | 0.9 | 0.9
| 155 | 0.64055 | 0.30664 | 0.18228 | 0.10307 | 0.055366 | 0.036201 | 0.36797 | 0.53492 | 0.62819 | 0.70741 | 0.77896 | 0.81921 | 0.9 | 0.9 | 0.9 | 0.9 | 0.9 | 0.9
4 | 15 | 0.034072 | 0.011925 | 0.0068143 | 0.0034072 | 0.0014196 | 0.0010647 | 0.15077 | 0.16184 | 0.16567 | 0.16908 | 0.17206 | 0.17281 | 0.9 | 0.9 | 0.9 | 0.9 | 0.9 | 0.9
| 25 | 0.086882 | 0.030664 | 0.017036 | 0.0085179 | 0.0042589 | 0.0031942 | 0.21891 | 0.24702 | 0.25724 | 0.26576 | 0.27215 | 0.27438 | 0.9 | 0.9 | 0.9 | 0.9 | 0.9 | 0.9
| 35 | 0.15162 | 0.057922 | 0.030664 | 0.016184 | 0.0078081 | 0.0053237 | 0.26917 | 0.31601 | 0.33646 | 0.35094 | 0.3635 | 0.36872 | 0.9 | 0.9 | 0.9 | 0.9 | 0.9 | 0.9
| 45 | 0.22147 | 0.088586 | 0.0477 | 0.025554 | 0.012777 | 0.0074532 | 0.30707 | 0.37351 | 0.40417 | 0.42632 | 0.44549 | 0.45667 | 0.9 | 0.9 | 0.9 | 0.9 | 0.9 | 0.9
| 55 | 0.29642 | 0.12266 | 0.06644 | 0.035775 | 0.017746 | 0.011712 | 0.33475 | 0.42164 | 0.4638 | 0.49446 | 0.52151 | 0.53418 | 0.9 | 0.9 | 0.9 | 0.9 | 0.9 | 0.9
| 65 | 0.37138 | 0.15673 | 0.086882 | 0.046848 | 0.024134 | 0.014906 | 0.35605 | 0.46337 | 0.51576 | 0.55579 | 0.58986 | 0.60924 | 0.9 | 0.9 | 0.9 | 0.9 | 0.9 | 0.9
| 75 | 0.44634 | 0.19421 | 0.10903 | 0.058773 | 0.030522 | 0.019165 | 0.37138 | 0.49744 | 0.56133 | 0.61158 | 0.65396 | 0.67781 | 0.9 | 0.9 | 0.9 | 0.9 | 0.9 | 0.9
| 85 | 0.51959 | 0.22998 | 0.13118 | 0.072402 | 0.036911 | 0.023424 | 0.3833 | 0.52811 | 0.60221 | 0.66099 | 0.71422 | 0.74255 | 0.9 | 0.9 | 0.9 | 0.9 | 0.9 | 0.9
| 95 | 0.59114 | 0.26917 | 0.15332 | 0.085179 | 0.044719 | 0.028748 | 0.3914 | 0.55239 | 0.63927 | 0.70741 | 0.7681 | 0.80164 | 0.9 | 0.9 | 0.9 | 0.9 | 0.9 | 0.9
| 105 | 0.65928 | 0.30664 | 0.17717 | 0.098807 | 0.051817 | 0.033007 | 0.39779 | 0.57411 | 0.67121 | 0.74957 | 0.82006 | 0.85956 | 0.9 | 0.9 | 0.9 | 0.9 | 0.9 | 0.9
| 115 | 0.72572 | 0.34412 | 0.19932 | 0.11329 | 0.059625 | 0.03833 | 0.40204 | 0.59284 | 0.70145 | 0.78748 | 0.86797 | 0.91269 | 0.9 | 0.9 | 0.9 | 0.9 | 0.9 | 0.9
| 125 | 0.79046 | 0.3799 | 0.22317 | 0.12692 | 0.068143 | 0.042589 | 0.4046 | 0.60988 | 0.72743 | 0.82368 | 0.91184 | 0.9655 | 0.9 | 0.9 | 0.9 | 0.9 | 0.9 | 0.9
| 135 | 0.85179 | 0.41738 | 0.24702 | 0.1414 | 0.075241 | 0.048978 | 0.40588 | 0.62308 | 0.75085 | 0.85647 | 0.95571 | 1.0109 | 0.9 | 0.9 | 0.9 | 0.9 | 0.9 | 0.9
| 145 | 0.91141 | 0.45145 | 0.27087 | 0.15588 | 0.083759 | 0.054302 | 0.4063 | 0.63629 | 0.77172 | 0.88671 | 0.99489 | 1.0568 | 0.9 | 0.9 | 0.9 | 0.9 | 0.9 | 0.9
| 155 | 0.96934 | 0.48722 | 0.29302 | 0.17036 | 0.092277 | 0.05856 | 0.40545 | 0.64651 | 0.79216 | 0.91482 | 1.0319 | 1.1027 | 0.9 | 0.9 | 0.9 | 0.9 | 0.9 | 0.9
5 | 15 | 0.052811 | 0.018739 | 0.010221 | 0.0051107 | 0.0021295 | 0.0021295 | 0.18654 | 0.20358 | 0.20997 | 0.21508 | 0.21955 | 0.21955 | 0.9 | 0.9 | 0.9 | 0.9 | 0.9 | 0.9
| 25 | 0.13118 | 0.0477 | 0.025554 | 0.013629 | 0.0063884 | 0.0042589 | 0.26491 | 0.30664 | 0.32325 | 0.33518 | 0.34604 | 0.35051 | 0.9 | 0.9 | 0.9 | 0.9 | 0.9 | 0.9
| 35 | 0.22317 | 0.088586 | 0.045997 | 0.025554 | 0.012067 | 0.0074532 | 0.31985 | 0.38714 | 0.41908 | 0.43952 | 0.45975 | 0.46944 | 0.9 | 0.9 | 0.9 | 0.9 | 0.9 | 0.9
| 45 | 0.32538 | 0.13118 | 0.073254 | 0.03833 | 0.019165 | 0.012777 | 0.35733 | 0.45443 | 0.49787 | 0.53279 | 0.56154 | 0.57496 | 0.9 | 0.9 | 0.9 | 0.9 | 0.9 | 0.9
| 55 | 0.4276 | 0.18058 | 0.10051 | 0.054514 | 0.026973 | 0.017036 | 0.38373 | 0.50724 | 0.56729 | 0.61329 | 0.6546 | 0.67547 | 0.9 | 0.9 | 0.9 | 0.9 | 0.9 | 0.9
| 65 | 0.53152 | 0.23169 | 0.12947 | 0.07155 | 0.036201 | 0.022359 | 0.40077 | 0.55068 | 0.62734 | 0.68526 | 0.73829 | 0.76736 | 0.9 | 0.9 | 0.9 | 0.9 | 0.9 | 0.9
| 75 | 0.63203 | 0.2845 | 0.16014 | 0.088586 | 0.046139 | 0.028748 | 0.41227 | 0.58603 | 0.6793 | 0.75085 | 0.81452 | 0.85104 | 0.9 | 0.9 | 0.9 | 0.9 | 0.9 | 0.9
| 85 | 0.72913 | 0.3356 | 0.1925 | 0.10733 | 0.056786 | 0.035136 | 0.41951 | 0.61627 | 0.72359 | 0.80877 | 0.88458 | 0.93005 | 0.9 | 0.9 | 0.9 | 0.9 | 0.9 | 0.9
| 95 | 0.82283 | 0.38842 | 0.22487 | 0.12692 | 0.066723 | 0.042589 | 0.42291 | 0.64012 | 0.76278 | 0.86073 | 0.95102 | 1.0017 | 0.9 | 0.9 | 0.9 | 0.9 | 0.9 | 0.9
| 105 | 0.91141 | 0.43952 | 0.25894 | 0.14651 | 0.077371 | 0.048978 | 0.42462 | 0.66056 | 0.796 | 0.90843 | 1.0121 | 1.0718 | 0.9 | 0.9 | 0.9 | 0.9 | 0.9 | 0.9
| 115 | 0.99659 | 0.49063 | 0.29131 | 0.16695 | 0.088728 | 0.056431 | 0.42376 | 0.67675 | 0.82624 | 0.9506 | 1.0679 | 1.1358 | 0.9 | 0.9 | 0.9 | 0.9 | 0.9 | 0.9
| 125 | 1.0784 | 0.54003 | 0.32368 | 0.18654 | 0.1008 | 0.063884 | 0.42164 | 0.6908 | 0.85307 | 0.9902 | 1.1188 | 1.1963 | 0.9 | 0.9 | 0.9 | 0.9 | 0.9 | 0.9
| 135 | 1.155 | 0.58944 | 0.35775 | 0.20613 | 0.11215 | 0.072402 | 0.41865 | 0.70145 | 0.87521 | 1.0268 | 1.1678 | 1.2513 | 0.9 | 0.9 | 0.9 | 0.9 | 0.9 | 0.9
| 145 | 1.2266 | 0.63714 | 0.39012 | 0.22658 | 0.12351 | 0.079855 | 0.41567 | 0.71039 | 0.89566 | 1.0592 | 1.2138 | 1.3055 | 0.9 | 0.9 | 0.9 | 0.9 | 0.9 | 0.9
| 155 | 1.2964 | 0.68484 | 0.42078 | 0.24787 | 0.13487 | 0.088373 | 0.41099 | 0.71678 | 0.91482 | 1.0877 | 1.2572 | 1.3549 | 0.9 | 0.9 | 0.9 | 0.9 | 0.9 | 0.9
6 | 15 | 0.074957 | 0.027257 | 0.013629 | 0.0068143 | 0.0035491 | 0.0021295 | 0.21976 | 0.24361 | 0.25383 | 0.26065 | 0.26555 | 0.26853 | 0.9 | 0.9 | 0.9 | 0.9 | 0.9 | 0.9
| 25 | 0.18058 | 0.069847 | 0.035775 | 0.019591 | 0.0092277 | 0.0053237 | 0.30537 | 0.36073 | 0.38629 | 0.40247 | 0.41802 | 0.42621 | 0.9 | 0.9 | 0.9 | 0.9 | 0.9 | 0.9
| 35 | 0.32368 | 0.12266 | 0.06644 | 0.034923 | 0.017746 | 0.010647 | 0.35179 | 0.4523 | 0.49446 | 0.52598 | 0.55175 | 0.56665 | 0.9 | 0.9 | 0.9 | 0.9 | 0.9 | 0.9
| 45 | 0.43952 | 0.18399 | 0.10051 | 0.053663 | 0.027683 | 0.017036 | 0.39523 | 0.523 | 0.5856 | 0.63245 | 0.67142 | 0.69378 | 0.9 | 0.9 | 0.9 | 0.9 | 0.9 | 0.9
| 55 | 0.5724 | 0.24872 | 0.13799 | 0.075809 | 0.03833 | 0.024489 | 0.41695 | 0.57879 | 0.66184 | 0.72402 | 0.78024 | 0.80931 | 0.9 | 0.9 | 0.9 | 0.9 | 0.9 | 0.9
| 65 | 0.70358 | 0.31516 | 0.17888 | 0.098807 | 0.050398 | 0.026618 | 0.42888 | 0.62308 | 0.7253 | 0.80537 | 0.87798 | 0.92792 | 0.9 | 0.9 | 0.9 | 0.9 | 0.9 | 0.9
| 75 | 0.82794 | 0.3833 | 0.22147 | 0.12266 | 0.063884 | 0.04046 | 0.43484 | 0.65716 | 0.77853 | 0.87734 | 0.9655 | 1.0147 | 0.9 | 0.9 | 0.9 | 0.9 | 0.9 | 0.9
| 85 | 0.94719 | 0.45145 | 0.26405 | 0.14821 | 0.078081 | 0.048978 | 0.43612 | 0.68399 | 0.82453 | 0.94037 | 1.0456 | 1.1067 | 0.9 | 0.9 | 0.9 | 0.9 | 0.9 | 0.9
| 95 | 1.0613 | 0.51789 | 0.30664 | 0.17376 | 0.092277 | 0.05856 | 0.43399 | 0.70571 | 0.86414 | 0.99702 | 1.1193 | 1.1901 | 0.9 | 0.9 | 0.9 | 0.9 | 0.9 | 0.9
| 105 | 1.1652 | 0.58433 | 0.35094 | 0.20017 | 0.10718 | 0.068143 | 0.43101 | 0.72147 | 0.89651 | 1.0473 | 1.1868 | 1.2687 | 0.9 | 0.9 | 0.9 | 0.9 | 0.9 | 0.9
| 115 | 1.2658 | 0.64906 | 0.39353 | 0.22658 | 0.12209 | 0.07879 | 0.42547 | 0.73382 | 0.92547 | 1.0924 | 1.2491 | 1.3401 | 0.9 | 0.9 | 0.9 | 0.9 | 0.9 | 0.9
| 125 | 1.3595 | 0.7121 | 0.43612 | 0.25383 | 0.137 | 0.089438 | 0.41908 | 0.74276 | 0.94974 | 1.132 | 1.3073 | 1.4072 | 0.9 | 0.9 | 0.9 | 0.9 | 0.9 | 0.9
| 135 | 1.4497 | 0.77172 | 0.47871 | 0.28024 | 0.15332 | 0.09902 | 0.41141 | 0.75043 | 0.97019 | 1.1687 | 1.359 | 1.4731 | 0.9 | 0.9 | 0.9 | 0.9 | 0.9 | 0.9
| 145 | 1.5332 | 0.83135 | 0.51959 | 0.30664 | 0.16894 | 0.10967 | 0.40375 | 0.75468 | 0.9885 | 1.2014 | 1.408 | 1.5325 | 0.9 | 0.9 | 0.9 | 0.9 | 0.9 | 0.9
| 155 | 1.6099 | 0.88927 | 0.56048 | 0.3339 | 0.18455 | 0.12032 | 0.39651 | 0.75681 | 1.0034 | 1.23 | 1.454 | 1.5889 | 0.9 | 0.9 | 0.9 | 0.9 | 0.9 | 0.9
7 | 15 | 0.10051 | 0.035775 | 0.018739 | 0.010221 | 0.0049688 | 0.0021295 | 0.25 | 0.28237 | 0.29514 | 0.30366 | 0.31154 | 0.3175 | 0.9 | 0.9 | 0.9 | 0.9 | 0.9 | 0.9
| 25 | 0.2385 | 0.091993 | 0.049404 | 0.025554 | 0.012777 | 0.0074532 | 0.33944 | 0.41269 | 0.44463 | 0.46848 | 0.48765 | 0.49883 | 0.9 | 0.9 | 0.9 | 0.9 | 0.9 | 0.9
| 35 | 0.39693 | 0.16184 | 0.088586 | 0.046848 | 0.023424 | 0.014906 | 0.39267 | 0.51022 | 0.56516 | 0.6069 | 0.64204 | 0.65992 | 0.9 | 0.9 | 0.9 | 0.9 | 0.9 | 0.9
| 45 | 0.56218 | 0.2385 | 0.13458 | 0.07155 | 0.036201 | 0.023424 | 0.42291 | 0.58475 | 0.66269 | 0.72572 | 0.77875 | 0.80558 | 0.9 | 0.9 | 0.9 | 0.9 | 0.9 | 0.9
| 55 | 0.72232 | 0.32368 | 0.18228 | 0.099659 | 0.051107 | 0.031942 | 0.4391 | 0.63842 | 0.74446 | 0.82709 | 0.89991 | 0.94016 | 0.9 | 0.9 | 0.9 | 0.9 | 0.9 | 0.9
| 65 | 0.87905 | 0.40716 | 0.23339 | 0.12947 | 0.067433 | 0.042589 | 0.44463 | 0.68058 | 0.8109 | 0.91482 | 1.0079 | 1.0601 | 0.9 | 0.9 | 0.9 | 0.9 | 0.9 | 0.9
| 75 | 1.0273 | 0.49063 | 0.2879 | 0.16099 | 0.084469 | 0.053237 | 0.44378 | 0.7121 | 0.86414 | 0.99106 | 1.1058 | 1.1714 | 0.9 | 0.9 | 0.9 | 0.9 | 0.9 | 0.9
| 85 | 1.1652 | 0.57411 | 0.34072 | 0.19336 | 0.10292 | 0.064949 | 0.43952 | 0.73509 | 0.91014 | 1.0575 | 1.1931 | 1.2729 | 0.9 | 0.9 | 0.9 | 0.9 | 0.9 | 0.9
| 95 | 1.2947 | 0.65758 | 0.39353 | 0.22658 | 0.12138 | 0.077726 | 0.43186 | 0.75043 | 0.94847 | 1.1154 | 1.2732 | 1.3649 | 0.9 | 0.9 | 0.9 | 0.9 | 0.9 | 0.9
| 105 | 1.414 | 0.73595 | 0.44974 | 0.2598 | 0.14055 | 0.089438 | 0.42334 | 0.76235 | 0.977 | 1.167 | 1.3458 | 1.4532 | 0.9 | 0.9 | 0.9 | 0.9 | 0.9 | 0.9
| 115 | 1.5264 | 0.81431 | 0.50085 | 0.29387 | 0.15971 | 0.10328 | 0.41312 | 0.76917 | 1.0043 | 1.2112 | 1.4125 | 1.531 | 0.9 | 0.9 | 0.9 | 0.9 | 0.9 | 0.9
| 125 | 1.6303 | 0.88927 | 0.55366 | 0.32709 | 0.17959 | 0.11712 | 0.40247 | 0.773 | 1.0247 | 1.2513 | 1.4725 | 1.6037 | 0.9 | 0.9 | 0.9 | 0.9 | 0.9 | 0.9
| 135 | 1.7274 | 0.96082 | 0.60647 | 0.36116 | 0.19875 | 0.13096 | 0.3914 | 0.7747 | 1.0405 | 1.2858 | 1.5294 | 1.6717 | 0.9 | 0.9 | 0.9 | 0.9 | 0.9 | 0.9
| 145 | 1.8194 | 1.029 | 0.65758 | 0.39353 | 0.21934 | 0.14374 | 0.3799 | 0.77513 | 1.0537 | 1.3177 | 1.579 | 1.7378 | 0.9 | 0.9 | 0.9 | 0.9 | 0.9 | 0.9
| 155 | 1.9029 | 1.0971 | 0.70528 | 0.4276 | 0.23921 | 0.15758 | 0.36925 | 0.77215 | 1.066 | 1.3437 | 1.6263 | 1.7977 | 0.9 | 0.9 | 0.9 | 0.9 | 0.9 | 0.9
8 | 15 | 0.12947 | 0.0477 | 0.025554 | 0.012777 | 0.0056786 | 0.0042589 | 0.27726 | 0.31814 | 0.33475 | 0.34753 | 0.35818 | 0.36116 | 0.9 | 0.9 | 0.9 | 0.9 | 0.9 | 0.9
| 25 | 0.29983 | 0.11925 | 0.063032 | 0.03322 | 0.016326 | 0.0095826 | 0.36882 | 0.45911 | 0.50128 | 0.53109 | 0.55643 | 0.57059 | 0.9 | 0.9 | 0.9 | 0.9 | 0.9 | 0.9
| 35 | 0.49404 | 0.20443 | 0.11244 | 0.060477 | 0.030522 | 0.018101 | 0.4178 | 0.56261 | 0.6316 | 0.68356 | 0.72849 | 0.75458 | 0.9 | 0.9 | 0.9 | 0.9 | 0.9 | 0.9
| 45 | 0.68825 | 0.30153 | 0.16865 | 0.091993 | 0.046848 | 0.029813 | 0.4425 | 0.63586 | 0.73552 | 0.81218 | 0.8799 | 0.91567 | 0.9 | 0.9 | 0.9 | 0.9 | 0.9 | 0.9
| 55 | 0.87905 | 0.40204 | 0.22998 | 0.12692 | 0.065304 | 0.041525 | 0.4506 | 0.6891 | 0.81814 | 0.92121 | 1.0136 | 1.0636 | 0.9 | 0.9 | 0.9 | 0.9 | 0.9 | 0.9
| 65 | 1.0579 | 0.50426 | 0.29302 | 0.1644 | 0.085889 | 0.053237 | 0.44974 | 0.72658 | 0.88501 | 1.0136 | 1.1314 | 1.2 | 0.9 | 0.9 | 0.9 | 0.9 | 0.9 | 0.9
| 75 | 1.2266 | 0.60477 | 0.35775 | 0.20273 | 0.10789 | 0.068143 | 0.44208 | 0.75298 | 0.93825 | 1.0933 | 1.2355 | 1.319 | 0.9 | 0.9 | 0.9 | 0.9 | 0.9 | 0.9
| 85 | 1.3799 | 0.70358 | 0.42419 | 0.24276 | 0.1299 | 0.083049 | 0.43186 | 0.77002 | 0.97956 | 1.161 | 1.3303 | 1.4287 | 0.9 | 0.9 | 0.9 | 0.9 | 0.9 | 0.9
| 95 | 1.523 | 0.79898 | 0.48893 | 0.28365 | 0.15332 | 0.09902 | 0.41908 | 0.78109 | 1.0136 | 1.2189 | 1.4144 | 1.5284 | 0.9 | 0.9 | 0.9 | 0.9 | 0.9 | 0.9
| 105 | 1.6542 | 0.89267 | 0.55366 | 0.32368 | 0.17746 | 0.11393 | 0.40545 | 0.7862 | 1.0405 | 1.2704 | 1.4898 | 1.6232 | 0.9 | 0.9 | 0.9 | 0.9 | 0.9 | 0.9
| 115 | 1.7734 | 0.98126 | 0.6167 | 0.36542 | 0.20088 | 0.13096 | 0.39182 | 0.7879 | 1.0613 | 1.3126 | 1.5594 | 1.7062 | 0.9 | 0.9 | 0.9 | 0.9 | 0.9 | 0.9
| 125 | 1.8842 | 1.0681 | 0.67802 | 0.4063 | 0.22501 | 0.14693 | 0.37777 | 0.78578 | 1.0784 | 1.3501 | 1.622 | 1.786 | 0.9 | 0.9 | 0.9 | 0.9 | 0.9 | 0.9
| 135 | 1.9864 | 1.1499 | 0.73935 | 0.44634 | 0.24986 | 0.16397 | 0.36371 | 0.78194 | 1.0899 | 1.3829 | 1.6776 | 1.858 | 0.9 | 0.9 | 0.9 | 0.9 | 0.9 | 0.9
| 145 | 2.0801 | 1.2283 | 0.79898 | 0.48722 | 0.27399 | 0.17994 | 0.35009 | 0.77598 | 1.098 | 1.4097 | 1.7296 | 1.9271 | 0.9 | 0.9 | 0.9 | 0.9 | 0.9 | 0.9
| 155 | 2.167 | 1.3049 | 0.8569 | 0.52555 | 0.29884 | 0.19698 | 0.33688 | 0.76789 | 1.1039 | 1.4353 | 1.7753 | 1.9892 | 0.9 | 0.9 | 0.9 | 0.9 | 0.9 | 0.9
2 | 15 | 0.018383 | 0.0066848 | 0.0033424 | 0.0016712 | 0.0010445 | 0.00052225 | 0.078755 | 0.084604 | 0.087111 | 0.088782 | 0.089722 | 0.090819 | 0.8 | 0.8 | 0.8 | 0.8 | 0.8 | 0.8 | 15 |  |  | 3829.6 | 3590.25 |  |  | 14892.8889 | 11169.6667 | 2 | 18 | 12.5 | 1 | 2 | 20 | 16 | 4 | 1.56 | 2 | M13 | 6.9 | 1.03 | 6.4276
| 25 | 0.046793 | 0.017548 | 0.0091916 | 0.0050136 | 0.0024372 | 0.0010445 | 0.11364 | 0.12826 | 0.13453 | 0.13871 | 0.14257 | 0.1455 | 0.8 | 0.85 | 0.85 | 0.85 | 0.85 | 0.85 | 25 |  |  | 3829.6 | 3590.25 |  |  | 14892.8889 | 11169.6667 | 3 | 30 | 12.5 | 1 | 2 | 20 | 16 | 4 | 2.6 |  | M17 | 6 | 1.16 | 10.8365
| 35 | 0.082724 | 0.031753 | 0.016712 | 0.0087738 | 0.0045261 | 0.0026112 | 0.13871 | 0.16419 | 0.17548 | 0.18341 | 0.18978 | 0.19381 | 0.85 | 0.85 | 0.85 | 0.85 | 0.85 | 0.85 | 35 |  |  | 3829.6 | 3590.25 |  |  | 14892.8889 | 11169.6667 | 4 | 42 | 12.5 | 1 | 2 | 20 | 16 | 4 | 3.65 |  | M23 | 4.5 | 1.5 | 20.6422
| 45 | 0.12116 | 0.048465 | 0.025903 | 0.013787 | 0.0069633 | 0.0047002 | 0.1573 | 0.19365 | 0.21057 | 0.22269 | 0.23292 | 0.23767 | 0.92 | 0.92 | 0.92 | 0.92 | 0.92 | 0.92 | 45 |  |  | 3829.6 | 3590.25 |  |  | 14892.8889 | 11169.6667 | 5 | 54 | 12.5 | 1 | 2 | 20 | 16 | 4 | 4.69 |  | M31 | 2.7 | 1.78 | 42.6425
| 55 | 0.161 | 0.066012 | 0.036766 | 0.019637 | 0.0097486 | 0.006267 | 0.171 | 0.21851 | 0.24044 | 0.25757 | 0.2724 | 0.27972 | 0.95 | 0.95 | 0.95 | 0.95 | 0.95 | 0.95 | 55 |  |  | 3829.6 | 3590.25 |  |  | 14892.8889 | 11169.6667 | 6 | 66 | 12.5 | 1 | 2 | 20 | 16 | 4 | 5.73 | 3 | M13 | 6.9 | 1.03 | 10.7128
| 65 | 0.20138 | 0.085231 | 0.047629 | 0.025903 | 0.01323 | 0.008356 | 0.18091 | 0.23898 | 0.26718 | 0.28891 | 0.30792 | 0.31815 | 0.95 | 0.95 | 0.95 | 0.95 | 0.95 | 0.95 | 65 |  |  | 3829.6 | 3590.25 |  |  | 14892.8889 | 11169.6667 | 7 | 78 | 12.5 | 1 | 2 | 20 | 16 | 4 | 6.77 |  | M17 | 6 | 1.16 | 17.6225
| 75 | 0.24149 | 0.10529 | 0.059327 | 0.032588 | 0.016712 | 0.010445 | 0.18801 | 0.25611 | 0.29058 | 0.31732 | 0.34113 | 0.35429 | 0.95 | 0.95 | 0.95 | 0.95 | 0.95 | 0.95 | 75 |  |  | 3829.6 | 3590.25 |  |  | 14892.8889 | 11169.6667 | 8 | 90 | 12.5 | 1 | 2 | 20 | 16 | 4 | 7.81 |  | M23 | 4.5 | 1.5 | 33.499
| 85 | 0.27992 | 0.12534 | 0.071861 | 0.039273 | 0.020542 | 0.013056 | 0.19344 | 0.27073 | 0.31084 | 0.34343 | 0.37153 | 0.38725 | 0.95 | 0.95 | 0.95 | 0.95 | 0.95 | 0.95 | 85 |  |  | 3829.6 | 3590.25 |  |  | 14892.8889 | 11169.6667 | [10 empty] | M31 | 2.7 | 1.78 | 64.0709
| 95 | 0.31836 | 0.14539 | 0.08356 | 0.046793 | 0.024372 | 0.015667 | 0.19678 | 0.28327 | 0.32964 | 0.36641 | 0.40004 | 0.41832 | 0.95 | 0.95 | 0.95 | 0.95 | 0.95 | 0.95 | 95 |  |  | 3829.6 | 3590.25 |  |  | 14892.8889 | 11169.6667 | [9 empty] | 4 | M13 | 6.9 | 1.03 | 14.998
| 105 | 0.35429 | 0.16545 | 0.096094 | 0.054314 | 0.02855 | 0.017756 | 0.1995 | 0.29392 | 0.34594 | 0.38772 | 0.42636 | 0.44903 | 0.95 | 0.95 | 0.95 | 0.95 | 0.95 | 0.95 | 105 |  |  | 3829.6 | 3590.25 |  |  | 14892.8889 | 11169.6667 | [10 empty] | M17 | 6 | 1.16 | 24.4085
| 115 | 0.38939 | 0.1855 | 0.10863 | 0.061834 | 0.032379 | 0.02089 | 0.20096 | 0.3029 | 0.36056 | 0.40735 | 0.45154 | 0.47566 | 0.95 | 0.95 | 0.95 | 0.95 | 0.95 | 0.95 | 115 |  |  | 3829.6 | 3590.25 |  |  | 14892.8889 | 11169.6667 | [10 empty] | M23 | 4.5 | 1.5 | 46.3558
| 125 | 0.42281 | 0.20472 | 0.122 | 0.069355 | 0.036906 | 0.023501 | 0.2018 | 0.31084 | 0.37288 | 0.42553 | 0.4742 | 0.50235 | 0.95 | 0.95 | 0.95 | 0.95 | 0.95 | 0.95 | 125 |  |  | 3829.6 | 3590.25 |  |  | 14892.8889 | 11169.6667 | [10 empty] | M31 | 2.7 | 1.78 | 85.4993
| 135 | 0.4554 | 0.22478 | 0.1337 | 0.076875 | 0.041432 | 0.026635 | 0.2018 | 0.31711 | 0.38542 | 0.44224 | 0.4954 | 0.52648 | 0.95 | 0.95 | 0.95 | 0.95 | 0.95 | 0.95 | 135 |  |  | 3829.6 | 3590.25 |  |  | 14892.8889 | 11169.6667 | [9 empty] | 5 | M13 | 6.9 | 1.03 | 19.2832
| 145 | 0.48548 | 0.24399 | 0.14706 | 0.084395 | 0.045958 | 0.029246 | 0.2018 | 0.32254 | 0.39524 | 0.45791 | 0.51556 | 0.55066 | 0.95 | 0.95 | 0.95 | 0.95 | 0.95 | 0.95 | 145 |  |  | 3829.6 | 3590.25 |  |  | 14892.8889 | 11169.6667 | [10 empty] | M17 | 6 | 1.16 | 31.1945
| 155 | 0.51556 | 0.26238 | 0.1596 | 0.092333 | 0.050136 | 0.032379 | 0.20096 | 0.32755 | 0.40464 | 0.4719 | 0.5352 | 0.57249 | 0.95 | 0.95 | 0.95 | 0.95 | 0.95 | 0.95 | 155 |  |  | 3829.6 | 3590.25 |  |  | 14892.8889 | 11169.6667 | [10 empty] | M23 | 4.5 | 1.27 | 59.2126
3 | 15 | 0.045958 | 0.016712 | 0.008356 | 0.0045958 | 0.002089 | 0.0015667 | 0.11907 | 0.1337 | 0.13996 | 0.14372 | 0.14748 | 0.14858 | 0.8 | 0.8 | 0.8 | 0.8 | 0.8 | 0.8 | [19 empty] | M31 | 2.7 | 1.48 | 106.9277
| 25 | 0.1103 | 0.04178 | 0.022561 | 0.011698 | 0.0059188 | 0.0031335 | 0.16231 | 0.19657 | 0.21099 | 0.22185 | 0.23052 | 0.23637 | 0.8 | 0.85 | 0.85 | 0.85 | 0.85 | 0.85 | [18 empty] | 6 | M13 | 6.9 | 1.03 | 23.5684
| 35 | 0.1337 | 0.1245 | 0.040109 | 0.021726 | 0.010445 | 0.0067892 | 0.20138 | 0.20597 | 0.26927 | 0.28765 | 0.30457 | 0.31225 | 0.85 | 0.85 | 0.85 | 0.85 | 0.85 | 0.85 | [19 empty] | M17 | 6 | 1.16 | 37.9805
| 45 | 0.26071 | 0.1103 | 0.060999 | 0.033006 | 0.016712 | 0.010445 | 0.2043 | 0.27951 | 0.31648 | 0.34447 | 0.36892 | 0.38208 | 0.92 | 0.92 | 0.92 | 0.92 | 0.92 | 0.92 | [19 empty] | M23 | 4.5 | 1.5 | 72.0694
| 55 | 0.33591 | 0.14874 | 0.084395 | 0.04554 | 0.023675 | 0.014623 | 0.21308 | 0.30666 | 0.35492 | 0.39377 | 0.42657 | 0.44558 | 0.95 | 0.95 | 0.95 | 0.95 | 0.95 | 0.95 | [19 empty] | M31 | 2.7 | 1.78 | 128.3561
| 65 | 0.40944 | 0.18801 | 0.10779 | 0.059745 | 0.030987 | 0.019323 | 0.21663 | 0.32734 | 0.38751 | 0.43555 | 0.47869 | 0.50319 | 0.95 | 0.95 | 0.95 | 0.95 | 0.95 | 0.95
| 75 | 0.47963 | 0.22728 | 0.13202 | 0.074368 | 0.038646 | 0.025068 | 0.21705 | 0.34322 | 0.41466 | 0.47232 | 0.5259 | 0.55442 | 0.95 | 0.95 | 0.95 | 0.95 | 0.95 | 0.95
| 85 | 0.49551 | 0.26572 | 0.14957 | 0.093169 | 0.04735 | 0.029768 | 0.24044 | 0.35534 | 0.44245 | 0.49885 | 0.56758 | 0.6045 | 0.95 | 0.95 | 0.95 | 0.95 | 0.95 | 0.95
| 95 | 0.60664 | 0.30499 | 0.18216 | 0.10445 | 0.055706 | 0.036035 | 0.21266 | 0.36348 | 0.45561 | 0.53332 | 0.60643 | 0.64774 | 0.95 | 0.95 | 0.95 | 0.95 | 0.95 | 0.95
| 105 | 0.66346 | 0.34259 | 0.20723 | 0.11991 | 0.064759 | 0.041258 | 0.20911 | 0.36954 | 0.47107 | 0.55839 | 0.64111 | 0.69046 | 0.95 | 0.95 | 0.95 | 0.95 | 0.95 | 0.95
| 115 | 0.71694 | 0.37936 | 0.2323 | 0.13537 | 0.073811 | 0.047525 | 0.20472 | 0.37351 | 0.48381 | 0.58074 | 0.67307 | 0.72827 | 0.95 | 0.95 | 0.95 | 0.95 | 0.95 | 0.95
| 125 | 0.76791 | 0.41362 | 0.25736 | 0.15124 | 0.082515 | 0.053792 | 0.19971 | 0.37685 | 0.49405 | 0.60017 | 0.70326 | 0.76358 | 0.95 | 0.95 | 0.95 | 0.95 | 0.95 | 0.95
| 135 | 0.81471 | 0.44788 | 0.28076 | 0.16712 | 0.091916 | 0.059536 | 0.19469 | 0.37811 | 0.50345 | 0.61709 | 0.72989 | 0.79789 | 0.95 | 0.95 | 0.95 | 0.95 | 0.95 | 0.95
| 145 | 0.85816 | 0.4813 | 0.30499 | 0.18216 | 0.10132 | 0.065803 | 0.18968 | 0.37811 | 0.51034 | 0.63317 | 0.75444 | 0.82902 | 0.95 | 0.95 | 0.95 | 0.95 | 0.95 | 0.95
| 155 | 0.89827 | 0.51306 | 0.32839 | 0.19762 | 0.11072 | 0.07207 | 0.18488 | 0.37748 | 0.51598 | 0.64675 | 0.7771 | 0.85826 | 0.95 | 0.95 | 0.95 | 0.95 | 0.95 | 0.95
4 | 15 | 0.081888 | 0.030917 | 0.016712 | 0.008356 | 0.0038298 | 0.0026112 | 0.15166 | 0.17715 | 0.1878 | 0.19616 | 0.20295 | 0.2055 | 0.8 | 0.8 | 0.8 | 0.8 | 0.8 | 0.8
| 25 | 0.18801 | 0.075204 | 0.040944 | 0.021308 | 0.010793 | 0.006267 | 0.19574 | 0.25214 | 0.27784 | 0.29747 | 0.31324 | 0.32275 | 0.8 | 0.85 | 0.85 | 0.85 | 0.85 | 0.85
| 35 | 0.30416 | 0.12952 | 0.071861 | 0.038437 | 0.019497 | 0.012534 | 0.21621 | 0.30353 | 0.34677 | 0.3802 | 0.40861 | 0.42323 | 0.85 | 0.85 | 0.85 | 0.85 | 0.85 | 0.85
| 45 | 0.41863 | 0.18884 | 0.10696 | 0.058492 | 0.029942 | 0.018801 | 0.22352 | 0.33842 | 0.39983 | 0.4483 | 0.49112 | 0.51452 | 0.92 | 0.92 | 0.92 | 0.92 | 0.92 | 0.92
| 55 | 0.52726 | 0.24901 | 0.14456 | 0.080217 | 0.042128 | 0.026112 | 0.2231 | 0.36223 | 0.44057 | 0.50491 | 0.56204 | 0.59568 | 0.95 | 0.95 | 0.95 | 0.95 | 0.95 | 0.95
| 65 | 0.62753 | 0.31001 | 0.183 | 0.10361 | 0.054662 | 0.034991 | 0.2183 | 0.37706 | 0.47232 | 0.5517 | 0.62513 | 0.66644 | 0.95 | 0.95 | 0.95 | 0.95 | 0.95 | 0.95
| 75 | 0.71861 | 0.36933 | 0.223 | 0.12743 | 0.06824 | 0.043347 | 0.21141 | 0.38605 | 0.49572 | 0.59139 | 0.68018 | 0.73245 | 0.95 | 0.95 | 0.95 | 0.95 | 0.95 | 0.95
| 85 | 0.80301 | 0.42615 | 0.26238 | 0.15208 | 0.081819 | 0.053269 | 0.20263 | 0.39106 | 0.51389 | 0.62419 | 0.72958 | 0.78953 | 0.95 | 0.95 | 0.95 | 0.95 | 0.95 | 0.95
| 95 | 0.87821 | 0.48214 | 0.29998 | 0.17673 | 0.09679 | 0.062147 | 0.19386 | 0.39189 | 0.52851 | 0.65177 | 0.77167 | 0.84442 | 0.95 | 0.95 | 0.95 | 0.95 | 0.95 | 0.95
| 105 | 0.94757 | 0.53478 | 0.33842 | 0.20138 | 0.11106 | 0.072592 | 0.18446 | 0.39085 | 0.53812 | 0.67516 | 0.81063 | 0.89142 | 0.95 | 0.95 | 0.95 | 0.95 | 0.95 | 0.95
| 115 | 1.0094 | 0.58492 | 0.37602 | 0.22603 | 0.12569 | 0.082515 | 0.17568 | 0.38793 | 0.5446 | 0.69459 | 0.8451 | 0.93576 | 0.95 | 0.95 | 0.95 | 0.95 | 0.95 | 0.95
| 125 | 1.0654 | 0.63255 | 0.41195 | 0.25068 | 0.14066 | 0.092438 | 0.16733 | 0.38375 | 0.5492 | 0.71047 | 0.8755 | 0.97676 | 0.95 | 0.95 | 0.95 | 0.95 | 0.95 | 0.95
| 135 | 1.1164 | 0.6785 | 0.44704 | 0.27449 | 0.15563 | 0.10288 | 0.15918 | 0.37811 | 0.5517 | 0.72425 | 0.90255 | 1.0133 | 0.95 | 0.95 | 0.95 | 0.95 | 0.95 | 0.95
| 145 | 1.164 | 0.72112 | 0.4813 | 0.29831 | 0.1706 | 0.11333 | 0.15103 | 0.37247 | 0.55233 | 0.73532 | 0.92689 | 1.0472 | 0.95 | 0.95 | 0.95 | 0.95 | 0.95 | 0.95
| 155 | 1.2066 | 0.76206 | 0.51389 | 0.3217 | 0.18522 | 0.12377 | 0.14372 | 0.36599 | 0.55212 | 0.74431 | 0.94903 | 1.0781 | 0.95 | 0.95 | 0.95 | 0.95 | 0.95 | 0.95
5 | 15 | 0.12618 | 0.048465 | 0.025068 | 0.01337 | 0.0066151 | 0.004178 | 0.17715 | 0.216 | 0.23355 | 0.24525 | 0.25538 | 0.2605 | 0.8 | 0.8 | 0.8 | 0.8 | 0.8 | 0.8
| 25 | 0.27658 | 0.11531 | 0.063505 | 0.033424 | 0.01706 | 0.010445 | 0.21663 | 0.29726 | 0.33612 | 0.3662 | 0.39075 | 0.40464 | 0.8 | 0.85 | 0.85 | 0.85 | 0.85 | 0.85
| 35 | 0.43284 | 0.19469 | 0.10946 | 0.059745 | 0.030639 | 0.018801 | 0.22791 | 0.34698 | 0.4109 | 0.46062 | 0.50428 | 0.52914 | 0.85 | 0.85 | 0.85 | 0.85 | 0.85 | 0.85
| 45 | 0.58074 | 0.27742 | 0.16127 | 0.089409 | 0.046654 | 0.029246 | 0.22498 | 0.37665 | 0.46376 | 0.53562 | 0.59975 | 0.63631 | 0.92 | 0.92 | 0.92 | 0.92 | 0.92 | 0.92
| 55 | 0.71527 | 0.36014 | 0.21475 | 0.122 | 0.064411 | 0.040735 | 0.21517 | 0.39273 | 0.50178 | 0.59453 | 0.68091 | 0.73062 | 0.92 | 0.95 | 0.95 | 0.95 | 0.95 | 0.95
| 65 | 0.83393 | 0.44119 | 0.26906 | 0.15542 | 0.08356 | 0.053792 | 0.20263 | 0.399 | 0.5281 | 0.64174 | 0.74953 | 0.81204 | 0.91 | 0.93 | 0.93 | 0.93 | 0.95 | 0.93
| 75 | 0.93837 | 0.51891 | 0.32254 | 0.1901 | 0.10341 | 0.066848 | 0.18926 | 0.399 | 0.54627 | 0.67871 | 0.80875 | 0.88552 | 0.91 | 0.93 | 0.93 | 0.93 | 0.95 | 0.93
| 85 | 1.0303 | 0.5916 | 0.37602 | 0.22478 | 0.12395 | 0.080426 | 0.17589 | 0.39524 | 0.55693 | 0.70817 | 0.85941 | 0.9508 | 0.91 | 0.93 | 0.93 | 0.93 | 0.95 | 0.93
| 95 | 1.1113 | 0.66012 | 0.42783 | 0.25903 | 0.14484 | 0.094527 | 0.16294 | 0.38855 | 0.56277 | 0.73156 | 0.90286 | 1.0085 | 0.91 | 0.93 | 0.93 | 0.93 | 0.95 | 0.93
| 105 | 1.1824 | 0.72446 | 0.47796 | 0.29329 | 0.16573 | 0.10915 | 0.15083 | 0.37978 | 0.56465 | 0.74932 | 0.94067 | 1.0595 | 0.91 | 0.93 | 0.93 | 0.93 | 0.95 | 0.93
| 115 | 1.245 | 0.78546 | 0.52559 | 0.32672 | 0.18696 | 0.12377 | 0.13954 | 0.36933 | 0.56424 | 0.76311 | 0.97274 | 1.1054 | 0.91 | 0.93 | 0.93 | 0.93 | 0.95 | 0.93
| 125 | 1.301 | 0.84061 | 0.57238 | 0.35972 | 0.20785 | 0.13892 | 0.1291 | 0.35931 | 0.56048 | 0.77314 | 1.0009 | 1.1457 | 0.91 | 0.93 | 0.93 | 0.93 | 0.95 | 0.93
| 135 | 1.3495 | 0.89325 | 0.61667 | 0.39189 | 0.22909 | 0.15354 | 0.11991 | 0.34803 | 0.55546 | 0.78024 | 1.0244 | 1.1831 | 0.91 | 0.93 | 0.93 | 0.93 | 0.95 | 0.93
| 145 | 1.3929 | 0.94172 | 0.65845 | 0.42365 | 0.24963 | 0.16869 | 0.11155 | 0.33716 | 0.54961 | 0.78442 | 1.0454 | 1.2154 | 0.91 | 0.93 | 0.93 | 0.93 | 0.95 | 0.93
| 155 | 1.4314 | 0.98851 | 0.69856 | 0.45415 | 0.27018 | 0.18383 | 0.10382 | 0.32526 | 0.54272 | 0.78713 | 1.0631 | 1.2444 | 0.91 | 0.93 | 0.93 | 0.93 | 0.95 | 0.93
6 | 15 | 0.17548 | 0.069355 | 0.036766 | 0.019219 | 0.0097486 | 0.0057447 | 0.19699 | 0.25005 | 0.27449 | 0.29204 | 0.30625 | 0.31465 | 0.8 | 0.8 | 0.8 | 0.8 | 0.8 | 0.8
| 25 | 0.37268 | 0.16043 | 0.089409 | 0.048047 | 0.024372 | 0.015145 | 0.22749 | 0.33361 | 0.38688 | 0.42824 | 0.46376 | 0.48313 | 0.8 | 0.85 | 0.85 | 0.85 | 0.85 | 0.85
| 35 | 0.56486 | 0.29079 | 0.12701 | 0.084395 | 0.043869 | 0.027157 | 0.22812 | 0.36516 | 0.48799 | 0.5306 | 0.59139 | 0.62649 | 0.85 | 0.85 | 0.85 | 0.85 | 0.85 | 0.85
| 45 | 0.7395 | 0.37184 | 0.22143 | 0.12534 | 0.065803 | 0.04178 | 0.21517 | 0.399 | 0.5118 | 0.6079 | 0.6972 | 0.74765 | 0.92 | 0.92 | 0.92 | 0.92 | 0.92 | 0.92
| 55 | 0.88991 | 0.47629 | 0.29162 | 0.16879 | 0.090523 | 0.05797 | 0.19783 | 0.40464 | 0.54314 | 0.66597 | 0.78337 | 0.85173 | 0.92 | 0.95 | 0.95 | 0.95 | 0.95 | 0.95
| 65 | 1.0186 | 0.57405 | 0.36181 | 0.21349 | 0.11664 | 0.075204 | 0.17965 | 0.40192 | 0.5611 | 0.70942 | 0.85471 | 0.94172 | 0.91 | 0.93 | 0.93 | 0.93 | 0.95 | 0.93
| 75 | 1.1281 | 0.66681 | 0.4295 | 0.25862 | 0.14344 | 0.093482 | 0.1619 | 0.39252 | 0.5705 | 0.74138 | 0.91414 | 1.0191 | 0.91 | 0.93 | 0.93 | 0.93 | 0.95 | 0.93
| 85 | 1.2216 | 0.7512 | 0.49551 | 0.30332 | 0.1713 | 0.11228 | 0.14539 | 0.38061 | 0.57238 | 0.76457 | 0.96261 | 1.0865 | 0.91 | 0.93 | 0.93 | 0.93 | 0.95 | 0.93
| 95 | 1.301 | 0.82975 | 0.55818 | 0.34761 | 0.1988 | 0.13161 | 0.13056 | 0.3662 | 0.56988 | 0.78045 | 1.0037 | 1.1448 | 0.91 | 0.93 | 0.93 | 0.93 | 0.95 | 0.93
| 105 | 1.3679 | 0.90161 | 0.61834 | 0.39106 | 0.22631 | 0.15145 | 0.11782 | 0.35095 | 0.5634 | 0.79068 | 1.0378 | 1.195 | 0.91 | 0.93 | 0.93 | 0.93 | 0.95 | 0.93
| 115 | 1.4264 | 0.96762 | 0.67516 | 0.43326 | 0.25416 | 0.17078 | 0.10591 | 0.33528 | 0.55463 | 0.79653 | 1.0652 | 1.2403 | 0.91 | 0.93 | 0.93 | 0.93 | 0.95 | 0.93
| 125 | 1.4757 | 1.0286 | 0.72864 | 0.47378 | 0.28167 | 0.19062 | 0.095885 | 0.31941 | 0.54439 | 0.79925 | 1.0874 | 1.2786 | 0.91 | 0.93 | 0.93 | 0.93 | 0.95 | 0.93
| 135 | 1.5191 | 1.0838 | 0.77961 | 0.51347 | 0.30847 | 0.21047 | 0.086693 | 0.30437 | 0.53248 | 0.79862 | 1.1061 | 1.3119 | 0.91 | 0.93 | 0.93 | 0.93 | 0.95 | 0.93
| 145 | 1.5559 | 1.1347 | 0.82724 | 0.55191 | 0.33528 | 0.22979 | 0.078964 | 0.28953 | 0.52016 | 0.79549 | 1.1204 | 1.342 | 0.91 | 0.93 | 0.93 | 0.93 | 0.95 | 0.93
| 155 | 1.5893 | 1.1807 | 0.87236 | 0.5891 | 0.3614 | 0.24911 | 0.071652 | 0.27596 | 0.50721 | 0.79047 | 1.132 | 1.3678 | 0.91 | 0.93 | 0.93 | 0.93 | 0.95 | 0.93
2 | 15 | 0.0070381 | 0.002346 | 0.002346 | 0.00058651 | 0.00048876 | 0.00073314 | 0.078592 | 0.083284 | 0.083284 | 0.086804 | 0.087097 | 0.08607 | 0.98 | 0.97 | 0.97 | 0.97 | 0.97 | 0.97 | 15 | 5071 | 4830 | 4432 | 3671 | 20067 | 12190 | 15383 | 12190 | 2 | 18 | 5 | 2 | 1 | 16 | 12 | 4 | 1.25 | 2 | M13 | 3.2 | 0.85 | 12.85
| 25 | 0.015249 | 0.0058651 | 0.0035191 | 0.0017595 | 0.00097752 | 0.00073314 | 0.11261 | 0.12199 | 0.12551 | 0.12903 | 0.13138 | 0.1324 | 0.98 | 0.97 | 0.97 | 0.97 | 0.97 | 0.97 | 25 | 5071 | 4830 | 4432 | 3671 | 20067 | 12190 | 15383 | 12190 | 3 | 30 | 5 | 2 | 1 | 16 | 12 | 4 | 2.08 |  | M17 | 2.9 | 0.84 | 19.92
| 35 | 0.025806 | 0.010557 | 0.0058651 | 0.0029326 | 0.0014663 | 0.00073314 | 0.13783 | 0.15308 | 0.16012 | 0.16598 | 0.17038 | 0.17346 | 0.98 | 0.97 | 0.97 | 0.97 | 0.97 | 0.97 | 35 | 5071 | 4830 | 4432 | 3671 | 20067 | 12190 | 15383 | 12190 | 4 | 42 | 5 | 2 | 1 | 16 | 12 | 4 | 2.92 |  | M23 | 1.9 | 0.85 | 36.78
| 45 | 0.051613 | 0.015249 | 0.0082111 | 0.0046921 | 0.001955 | 0.0014663 | 0.14311 | 0.17947 | 0.19003 | 0.19707 | 0.20528 | 0.20733 | 0.98 | 0.97 | 0.97 | 0.97 | 0.97 | 0.97 | 45 | 5071 | 4830 | 4432 | 3671 | 20067 | 12190 | 15383 | 12190 | 5 | 54 | 5 | 2 | 1 | 16 | 12 | 4 | 3.75 |  | M31 | 1 | 1 | 65.24
| 55 | 0.046921 | 0.019941 | 0.01173 | 0.0058651 | 0.0029326 | 0.0021994 | 0.17537 | 0.20235 | 0.21466 | 0.22639 | 0.23519 | 0.23827 | 0.98 | 0.97 | 0.97 | 0.97 | 0.97 | 0.97 | 55 | 5071 | 4830 | 4432 | 3671 | 20067 | 12190 | 15383 | 12190 | 6 | 66 | 5 | 2 | 1 | 16 | 12 | 4 | 4.58 | 3 | M13 | 3.2 | 0.85 | 21.91
| 65 | 0.058651 | 0.024633 | 0.014076 | 0.0076246 | 0.0039101 | 0.0029326 | 0.18886 | 0.22287 | 0.23871 | 0.25161 | 0.26276 | 0.26686 | 0.98 | 0.97 | 0.97 | 0.97 | 0.97 | 0.97 | 65 | 5071 | 4830 | 4432 | 3671 | 20067 | 12190 | 15383 | 12190 | 7 | 78 | 5 | 2 | 1 | 16 | 12 | 4 | 5.42 |  | M17 | 2.9 | 0.84 | 33.99
| 75 | 0.069208 | 0.029326 | 0.016422 | 0.0093842 | 0.0048876 | 0.0036657 | 0.20117 | 0.24106 | 0.26041 | 0.27449 | 0.28798 | 0.29311 | 0.98 | 0.97 | 0.97 | 0.97 | 0.97 | 0.97 | 75 | 5071 | 4830 | 4432 | 3671 | 20067 | 12190 | 15383 | 12190 | 8 | 90 | 5 | 2 | 1 | 16 | 12 | 4 | 6.25 |  | M23 | 1.9 | 0.85 | 62.74
| 85 | 0.078592 | 0.035191 | 0.019941 | 0.011144 | 0.0058651 | 0.0036657 | 0.21232 | 0.25572 | 0.27859 | 0.29619 | 0.31202 | 0.32126 | 0.98 | 0.97 | 0.97 | 0.97 | 0.97 | 0.97 | 85 | 5071 | 4830 | 4432 | 3671 | 20067 | 12190 | 15383 | 12190 | 9 | 102 | 5 | 2 | 1 | 16 | 12 | 4 | 7.08 |  | M31 | 1 | 1 | 111.29
| 95 | 0.08915 | 0.039883 | 0.02346 | 0.012903 | 0.0068426 | 0.0036657 | 0.22111 | 0.27038 | 0.29501 | 0.31613 | 0.33431 | 0.34765 | 0.98 | 0.97 | 0.97 | 0.97 | 0.97 | 0.97 | 95 | 5071 | 4830 | 4432 | 3671 | 20067 | 12190 | 15383 | 12190 | 10 | 114 | 5 | 2 | 1 | 16 | 12 | 4 | 7.92 | 4 | M13 | 3.2 | 0.85 | 30.98
| 105 | 0.099707 | 0.044575 | 0.025806 | 0.014663 | 0.0078201 | 0.005132 | 0.22874 | 0.28387 | 0.31202 | 0.33431 | 0.35484 | 0.36613 | 0.98 | 0.97 | 0.97 | 0.97 | 0.97 | 0.97 | 105 | 5071 | 4830 | 4432 | 3671 | 20067 | 12190 | 15383 | 12190 | [10 empty] | M17 | 2.9 | 0.84 | 48.05
| 115 | 0.10909 | 0.05044 | 0.028152 | 0.016422 | 0.0087977 | 0.0058651 | 0.23578 | 0.29443 | 0.32786 | 0.35132 | 0.37419 | 0.38651 | 0.98 | 0.97 | 0.97 | 0.97 | 0.97 | 0.97 | 115 | 5071 | 4830 | 4432 | 3671 | 20067 | 12190 | 15383 | 12190 | [10 empty] | M23 | 1.9 | 0.85 | 125.5
| 125 | 0.11848 | 0.055132 | 0.031672 | 0.018182 | 0.0097752 | 0.0065982 | 0.24223 | 0.30557 | 0.34076 | 0.36774 | 0.39296 | 0.4063 | 0.98 | 0.97 | 0.97 | 0.97 | 0.97 | 0.97 | 125 | 5071 | 4830 | 4432 | 3671 | 20067 | 12190 | 15383 | 12190 | [10 empty] | M31 | 1 | 1 | 157.34
| 135 | 0.12786 | 0.059824 | 0.035191 | 0.019941 | 0.010753 | 0.0073314 | 0.24751 | 0.31554 | 0.35249 | 0.38299 | 0.41056 | 0.42493 | 0.98 | 0.97 | 0.97 | 0.97 | 0.97 | 0.97 | 135 | 5071 | 4830 | 4432 | 3671 | 20067 | 12190 | 15383 | 12190 | [9 empty] | 5 | M13 | 3.6 | 0.85 | 38.94
| 145 | 0.13724 | 0.064516 | 0.037537 | 0.021701 | 0.012219 | 0.0073314 | 0.2522 | 0.32493 | 0.3654 | 0.39707 | 0.42551 | 0.44604 | 0.98 | 0.97 | 0.97 | 0.97 | 0.97 | 0.97 | 145 | 5071 | 4830 | 4432 | 3671 | 20067 | 12190 | 15383 | 12190 | [10 empty] | M17 | 3.2 | 0.84 | 60.4
| 155 | 0.14545 | 0.069208 | 0.041056 | 0.024047 | 0.012708 | 0.0080645 | 0.25689 | 0.33314 | 0.37537 | 0.40938 | 0.4434 | 0.4629 | 0.98 | 0.97 | 0.97 | 0.97 | 0.97 | 0.97 | 155 | 5071 | 4830 | 4432 | 3671 | 20067 | 12190 | 15383 | 12190 | [10 empty] | M23 | 2.2 | 0.85 | 111.5
3 | 15 | 0.014076 | 0.0058651 | 0.002346 | 0.001173 | 0.00097752 | 0.00073314 | 0.12727 | 0.13548 | 0.14076 | 0.14311 | 0.1437 | 0.14472 | 0.98 | 0.97 | 0.97 | 0.97 | 0.97 | 0.97 | [19 empty] | M31 | 1.2 | 1 | 197.78
| 25 | 0.031672 | 0.01173 | 0.0070381 | 0.0035191 | 0.0014663 | 0.0014663 | 0.1783 | 0.19824 | 0.20528 | 0.21232 | 0.21848 | 0.21848 | 0.98 | 0.97 | 0.97 | 0.97 | 0.97 | 0.97 | [18 empty] | 6 | M13 | 3.2 | 0.85 | 46.41
| 35 | 0.05044 | 0.019941 | 0.01173 | 0.0058651 | 0.0029326 | 0.0021994 | 0.21701 | 0.24751 | 0.25982 | 0.27155 | 0.28035 | 0.28343 | 0.98 | 0.97 | 0.97 | 0.97 | 0.97 | 0.97 | [19 empty] | M17 | 2.9 | 0.84 | 71.97
| 45 | 0.070381 | 0.029326 | 0.016422 | 0.0087977 | 0.0043988 | 0.0029326 | 0.24633 | 0.28739 | 0.30674 | 0.32199 | 0.33519 | 0.34135 | 0.98 | 0.97 | 0.97 | 0.97 | 0.97 | 0.97 | [19 empty] | M23 | 1.9 | 0.85 | 198.96
| 55 | 0.091496 | 0.03871 | 0.021114 | 0.01173 | 0.0063539 | 0.0036657 | 0.26921 | 0.32199 | 0.34839 | 0.36716 | 0.38328 | 0.39457 | 0.98 | 0.97 | 0.97 | 0.97 | 0.97 | 0.97 | [19 empty] | M31 | 1 | 1 | 235.68
| 65 | 0.11144 | 0.046921 | 0.026979 | 0.015249 | 0.0078201 | 0.005132 | 0.28856 | 0.35308 | 0.38299 | 0.40645 | 0.42874 | 0.44003 | 0.98 | 0.97 | 0.97 | 0.97 | 0.97 | 0.97 | [18 empty] | 7 | M13 | 4.2 | 0.9 | 54.08
| 75 | 0.13021 | 0.057478 | 0.032845 | 0.018182 | 0.0092864 | 0.0065982 | 0.30499 | 0.37771 | 0.41466 | 0.44399 | 0.47067 | 0.48196 | 0.98 | 0.97 | 0.97 | 0.97 | 0.97 | 0.97 | [19 empty] | M17 | 3.8 | 0.9 | 83.66
| 85 | 0.15015 | 0.066862 | 0.03871 | 0.021114 | 0.01173 | 0.0073314 | 0.3173 | 0.40059 | 0.44282 | 0.47801 | 0.50616 | 0.52463 | 0.98 | 0.97 | 0.97 | 0.97 | 0.97 | 0.97 | [19 empty] | M23 | 2.6 | 0.9 | 153.12
| 95 | 0.16891 | 0.076246 | 0.043402 | 0.02522 | 0.013196 | 0.0080645 | 0.32845 | 0.42111 | 0.47038 | 0.50674 | 0.54282 | 0.56437 | 0.98 | 0.97 | 0.97 | 0.97 | 0.97 | 0.97 | [19 empty] | M31 | 1.4 | 1 | 271.58
| 105 | 0.18651 | 0.08563 | 0.049267 | 0.028152 | 0.015152 | 0.0095308 | 0.33842 | 0.4393 | 0.49384 | 0.53607 | 0.57507 | 0.59868 | 0.98 | 0.97 | 0.97 | 0.97 | 0.97 | 0.97 | [18 empty] | 8 | M13 | 3.2 | 0.93 | 61.47
| 115 | 0.20293 | 0.095015 | 0.055132 | 0.031672 | 0.017107 | 0.010997 | 0.34721 | 0.45513 | 0.51496 | 0.56188 | 0.60557 | 0.63123 | 0.98 | 0.97 | 0.97 | 0.97 | 0.97 | 0.97 | [19 empty] | M17 | 2.9 | 0.93 | 94.84
| 125 | 0.22053 | 0.10323 | 0.060997 | 0.035191 | 0.019062 | 0.01173 | 0.35367 | 0.47097 | 0.53431 | 0.58592 | 0.63431 | 0.6651 | 0.98 | 0.97 | 0.97 | 0.97 | 0.97 | 0.97 | [19 empty] | M23 | 1.9 | 0.93 | 172.02
| 135 | 0.23695 | 0.11261 | 0.066862 | 0.038123 | 0.021017 | 0.013196 | 0.35953 | 0.48387 | 0.55249 | 0.60997 | 0.66129 | 0.69413 | 0.98 | 0.97 | 0.97 | 0.97 | 0.97 | 0.97 | [19 empty] | M31 | 1 | 1 | 305.12
| 145 | 0.2522 | 0.12082 | 0.072727 | 0.041642 | 0.022483 | 0.015396 | 0.3654 | 0.49677 | 0.56891 | 0.63109 | 0.68856 | 0.71833 | 0.98 | 0.97 | 0.97 | 0.97 | 0.97 | 0.97 | [18 empty] | 9 | M13 | 4.4 | 0.97 | 68.63
| 155 | 0.26628 | 0.13021 | 0.077419 | 0.045161 | 0.024927 | 0.016129 | 0.37067 | 0.50674 | 0.58592 | 0.65044 | 0.71114 | 0.74809 | 0.98 | 0.97 | 0.97 | 0.97 | 0.97 | 0.97 | [19 empty] | M17 | 4 | 0.97 | 105.61
4 | 15 | 0.02346 | 0.0082111 | 0.0046921 | 0.002346 | 0.0014663 | 0.00073314 | 0.17243 | 0.18768 | 0.19296 | 0.19765 | 0.20029 | 0.20337 | 0.98 | 0.97 | 0.97 | 0.97 | 0.97 | 0.97 | [19 empty] | M23 | 2.7 | 0.97 | 189.9
| 25 | 0.05044 | 0.019941 | 0.010557 | 0.0058651 | 0.0029326 | 0.0014663 | 0.23871 | 0.26921 | 0.28328 | 0.29267 | 0.30147 | 0.30762 | 0.98 | 0.97 | 0.97 | 0.97 | 0.97 | 0.97 | [19 empty] | M31 | 1.4 | 1 | 336.83
| 35 | 0.080938 | 0.032845 | 0.017595 | 0.0099707 | 0.0048876 | 0.0029326 | 0.28563 | 0.33372 | 0.3566 | 0.37185 | 0.3871 | 0.39531 | 0.98 | 0.97 | 0.97 | 0.97 | 0.97 | 0.97 | [18 empty] | 10 | M13 | 4.4 | 1 | 75.51
| 45 | 0.11144 | 0.046921 | 0.025806 | 0.014076 | 0.0073314 | 0.0043988 | 0.32141 | 0.38592 | 0.4176 | 0.44106 | 0.46129 | 0.47361 | 0.98 | 0.97 | 0.97 | 0.97 | 0.97 | 0.97 | [19 empty] | M17 | 4 | 1 | 115.9
| 55 | 0.14311 | 0.060997 | 0.035191 | 0.018768 | 0.0097752 | 0.0058651 | 0.3478 | 0.42991 | 0.46862 | 0.50147 | 0.52845 | 0.54487 | 0.98 | 0.97 | 0.97 | 0.97 | 0.97 | 0.97 | [19 empty] | M23 | 2.7 | 1 | 206.52
| 65 | 0.17361 | 0.076246 | 0.042229 | 0.024047 | 0.012708 | 0.0073314 | 0.36891 | 0.46628 | 0.5173 | 0.55367 | 0.58768 | 0.61026 | 0.98 | 0.97 | 0.97 | 0.97 | 0.97 | 0.97 | [19 empty] | M31 | 1.4 | 1 | 366.3
| 75 | 0.20293 | 0.090323 | 0.051613 | 0.029326 | 0.015152 | 0.0095308 | 0.38592 | 0.49853 | 0.5566 | 0.60117 | 0.6437 | 0.6673 | 0.98 | 0.97 | 0.97 | 0.97 | 0.97 | 0.97
| 85 | 0.23109 | 0.1044 | 0.060997 | 0.034018 | 0.018084 | 0.01173 | 0.4 | 0.52669 | 0.59179 | 0.64575 | 0.69355 | 0.72023 | 0.98 | 0.97 | 0.97 | 0.97 | 0.97 | 0.97
| 95 | 0.25806 | 0.11848 | 0.069208 | 0.039296 | 0.021017 | 0.01393 | 0.41173 | 0.55132 | 0.62522 | 0.68504 | 0.73988 | 0.76965 | 0.98 | 0.97 | 0.97 | 0.97 | 0.97 | 0.97
| 105 | 0.28387 | 0.13255 | 0.078592 | 0.044575 | 0.023949 | 0.015396 | 0.42111 | 0.57243 | 0.65337 | 0.72141 | 0.78328 | 0.81921 | 0.98 | 0.97 | 0.97 | 0.97 | 0.97 | 0.97
| 115 | 0.30968 | 0.14663 | 0.086804 | 0.049853 | 0.026882 | 0.017595 | 0.42815 | 0.5912 | 0.68094 | 0.75484 | 0.82375 | 0.86276 | 0.98 | 0.97 | 0.97 | 0.97 | 0.97 | 0.97
| 125 | 0.33431 | 0.15953 | 0.096188 | 0.055132 | 0.029814 | 0.019062 | 0.43402 | 0.6088 | 0.70381 | 0.78592 | 0.86188 | 0.90704 | 0.98 | 0.97 | 0.97 | 0.97 | 0.97 | 0.97
| 135 | 0.3566 | 0.17361 | 0.1044 | 0.060411 | 0.032747 | 0.021261 | 0.43988 | 0.62287 | 0.72669 | 0.81466 | 0.89765 | 0.94589 | 0.98 | 0.97 | 0.97 | 0.97 | 0.97 | 0.97
| 145 | 0.37771 | 0.18651 | 0.11261 | 0.065689 | 0.035679 | 0.02346 | 0.44516 | 0.63636 | 0.74721 | 0.84106 | 0.93109 | 0.9824 | 0.98 | 0.97 | 0.97 | 0.97 | 0.97 | 0.97
| 155 | 0.4 | 0.19941 | 0.12082 | 0.070381 | 0.038612 | 0.02566 | 0.44809 | 0.64868 | 0.76657 | 0.86745 | 0.96276 | 1.0172 | 0.98 | 0.97 | 0.97 | 0.97 | 0.97 | 0.97
5 | 15 | 0.034018 | 0.012903 | 0.0070381 | 0.0035191 | 0.0014663 | 0.0014663 | 0.21525 | 0.23636 | 0.24516 | 0.2522 | 0.25836 | 0.25836 | 0.98 | 0.97 | 0.97 | 0.97 | 0.97 | 0.97
| 25 | 0.0739 | 0.029326 | 0.015249 | 0.0082111 | 0.0043988 | 0.0021994 | 0.29208 | 0.33666 | 0.35777 | 0.37185 | 0.38328 | 0.39252 | 0.98 | 0.97 | 0.97 | 0.97 | 0.97 | 0.97
| 35 | 0.11613 | 0.048094 | 0.025806 | 0.014076 | 0.0073314 | 0.0043988 | 0.34545 | 0.41349 | 0.44692 | 0.47038 | 0.49062 | 0.50293 | 0.98 | 0.97 | 0.97 | 0.97 | 0.97 | 0.97
| 45 | 0.15836 | 0.068035 | 0.037537 | 0.019941 | 0.010753 | 0.0065982 | 0.38475 | 0.47507 | 0.52082 | 0.55601 | 0.58358 | 0.60103 | 0.98 | 0.97 | 0.97 | 0.97 | 0.97 | 0.97
| 55 | 0.20176 | 0.087977 | 0.049267 | 0.026979 | 0.014174 | 0.0087977 | 0.41232 | 0.5261 | 0.58416 | 0.62874 | 0.66716 | 0.68974 | 0.98 | 0.97 | 0.97 | 0.97 | 0.97 | 0.97
| 65 | 0.24164 | 0.10792 | 0.06217 | 0.034018 | 0.018084 | 0.01173 | 0.4346 | 0.56833 | 0.63695 | 0.69326 | 0.74106 | 0.76774 | 0.98 | 0.97 | 0.97 | 0.97 | 0.97 | 0.97
| 75 | 0.2827 | 0.12786 | 0.0739 | 0.041642 | 0.021505 | 0.01393 | 0.44985 | 0.60469 | 0.68563 | 0.75015 | 0.81056 | 0.84238 | 0.98 | 0.97 | 0.97 | 0.97 | 0.97 | 0.97
| 85 | 0.31906 | 0.14897 | 0.08563 | 0.04868 | 0.025904 | 0.016862 | 0.46334 | 0.63343 | 0.72845 | 0.80235 | 0.87067 | 0.90865 | 0.98 | 0.97 | 0.97 | 0.97 | 0.97 | 0.97
| 95 | 0.35543 | 0.16774 | 0.098534 | 0.056305 | 0.030303 | 0.019062 | 0.47273 | 0.66041 | 0.76422 | 0.84868 | 0.92669 | 0.9739 | 0.98 | 0.97 | 0.97 | 0.97 | 0.97 | 0.97
| 105 | 0.39062 | 0.18651 | 0.11144 | 0.063343 | 0.034213 | 0.021994 | 0.47977 | 0.68387 | 0.79648 | 0.89267 | 0.98006 | 1.0314 | 0.98 | 0.97 | 0.97 | 0.97 | 0.97 | 0.97
| 115 | 0.42229 | 0.20645 | 0.12199 | 0.070968 | 0.038612 | 0.024194 | 0.48622 | 0.70205 | 0.82874 | 0.93079 | 1.0279 | 1.0884 | 0.98 | 0.97 | 0.97 | 0.97 | 0.97 | 0.97
| 125 | 0.45396 | 0.22405 | 0.1349 | 0.078006 | 0.042522 | 0.027859 | 0.49032 | 0.72023 | 0.85396 | 0.96774 | 1.0742 | 1.1358 | 0.98 | 0.97 | 0.97 | 0.97 | 0.97 | 0.97
| 135 | 0.48328 | 0.24164 | 0.1478 | 0.085044 | 0.046921 | 0.030059 | 0.49384 | 0.73548 | 0.87625 | 1.0018 | 1.1161 | 1.187 | 0.98 | 0.97 | 0.97 | 0.97 | 0.97 | 0.97
| 145 | 0.51144 | 0.25924 | 0.15836 | 0.092669 | 0.050831 | 0.032991 | 0.49677 | 0.74897 | 0.90029 | 1.0317 | 1.1572 | 1.2321 | 0.98 | 0.97 | 0.97 | 0.97 | 0.97 | 0.97
| 155 | 0.53842 | 0.27566 | 0.17009 | 0.099707 | 0.05523 | 0.035924 | 0.49853 | 0.76129 | 0.91965 | 1.0604 | 1.1938 | 1.2749 | 0.98 | 0.97 | 0.97 | 0.97 | 0.97 | 0.97
6 | 15 | 0.046921 | 0.017595 | 0.0093842 | 0.0046921 | 0.0024438 | 0.0014663 | 0.25455 | 0.28387 | 0.29619 | 0.30557 | 0.31232 | 0.31642 | 0.98 | 0.97 | 0.97 | 0.97 | 0.97 | 0.97
| 25 | 0.099707 | 0.03871 | 0.021114 | 0.01173 | 0.0053763 | 0.0036657 | 0.34076 | 0.40176 | 0.42815 | 0.44692 | 0.46598 | 0.47317 | 0.98 | 0.97 | 0.97 | 0.97 | 0.97 | 0.97
| 35 | 0.15484 | 0.064516 | 0.035191 | 0.019355 | 0.0097752 | 0.0058651 | 0.39824 | 0.48856 | 0.53255 | 0.56422 | 0.59296 | 0.60938 | 0.98 | 0.97 | 0.97 | 0.97 | 0.97 | 0.97
| 45 | 0.21114 | 0.090323 | 0.051613 | 0.027566 | 0.014174 | 0.0087977 | 0.43695 | 0.55777 | 0.61584 | 0.66393 | 0.70411 | 0.72669 | 0.98 | 0.97 | 0.97 | 0.97 | 0.97 | 0.97
| 55 | 0.2651 | 0.1173 | 0.066862 | 0.036364 | 0.019062 | 0.012463 | 0.4651 | 0.6129 | 0.68856 | 0.74956 | 0.80147 | 0.82918 | 0.98 | 0.97 | 0.97 | 0.97 | 0.97 | 0.97
| 65 | 0.31789 | 0.14311 | 0.082111 | 0.046334 | 0.024438 | 0.015396 | 0.48446 | 0.65924 | 0.75073 | 0.82229 | 0.88798 | 0.92595 | 0.98 | 0.97 | 0.97 | 0.97 | 0.97 | 0.97
| 75 | 0.36716 | 0.17009 | 0.098534 | 0.055718 | 0.029814 | 0.018328 | 0.49853 | 0.6956 | 0.80293 | 0.88856 | 0.96628 | 1.0145 | 0.98 | 0.97 | 0.97 | 0.97 | 0.97 | 0.97
| 85 | 0.41408 | 0.19472 | 0.11613 | 0.065103 | 0.034702 | 0.022727 | 0.50909 | 0.72845 | 0.84633 | 0.94839 | 1.0396 | 1.0899 | 0.98 | 0.97 | 0.97 | 0.97 | 0.97 | 0.97
| 95 | 0.45865 | 0.22053 | 0.13138 | 0.075073 | 0.040078 | 0.026393 | 0.51613 | 0.75425 | 0.88798 | 1.0006 | 1.1056 | 1.163 | 0.98 | 0.97 | 0.97 | 0.97 | 0.97 | 0.97
| 105 | 0.50088 | 0.24516 | 0.1478 | 0.084457 | 0.045943 | 0.029326 | 0.52082 | 0.77654 | 0.92258 | 1.0493 | 1.1648 | 1.2346 | 0.98 | 0.97 | 0.97 | 0.97 | 0.97 | 0.97
| 115 | 0.53959 | 0.26979 | 0.16305 | 0.094428 | 0.05132 | 0.032991 | 0.52493 | 0.79472 | 0.95484 | 1.0921 | 1.2214 | 1.2984 | 0.98 | 0.97 | 0.97 | 0.97 | 0.97 | 0.97
| 125 | 0.5783 | 0.29208 | 0.1783 | 0.10381 | 0.057185 | 0.036657 | 0.5261 | 0.81232 | 0.98299 | 1.132 | 1.2718 | 1.3581 | 0.98 | 0.97 | 0.97 | 0.97 | 0.97 | 0.97
| 135 | 0.61349 | 0.31554 | 0.19355 | 0.1132 | 0.062561 | 0.040323 | 0.52727 | 0.82522 | 1.0082 | 1.1689 | 1.3208 | 1.4142 | 0.98 | 0.97 | 0.97 | 0.97 | 0.97 | 0.97
| 145 | 0.64751 | 0.33783 | 0.20762 | 0.12258 | 0.067937 | 0.044721 | 0.52727 | 0.83695 | 1.0323 | 1.2023 | 1.3663 | 1.4638 | 0.98 | 0.97 | 0.97 | 0.97 | 0.97 | 0.97
| 155 | 0.68035 | 0.35894 | 0.2217 | 0.13255 | 0.073314 | 0.047654 | 0.5261 | 0.84751 | 1.0534 | 1.2317 | 1.4094 | 1.5172 | 0.98 | 0.97 | 0.97 | 0.97 | 0.97 | 0.97
7 | 15 | 0.060997 | 0.022287 | 0.012903 | 0.0064516 | 0.0029326 | 0.0021994 | 0.2915 | 0.33021 | 0.34428 | 0.35718 | 0.36774 | 0.37082 | 0.98 | 0.97 | 0.97 | 0.97 | 0.97 | 0.97
| 25 | 0.12669 | 0.051613 | 0.026979 | 0.015249 | 0.0073314 | 0.0043988 | 0.38534 | 0.46041 | 0.49736 | 0.52082 | 0.54457 | 0.55689 | 0.98 | 0.97 | 0.97 | 0.97 | 0.97 | 0.97
| 35 | 0.19824 | 0.082111 | 0.045748 | 0.024633 | 0.013196 | 0.0073314 | 0.44282 | 0.55894 | 0.61349 | 0.65572 | 0.69003 | 0.71466 | 0.98 | 0.97 | 0.97 | 0.97 | 0.97 | 0.97
| 45 | 0.26745 | 0.15015 | 0.065689 | 0.035777 | 0.018573 | 0.01173 | 0.49853 | 0.63343 | 0.70733 | 0.76716 | 0.81877 | 0.84751 | 0.98 | 0.97 | 0.97 | 0.97 | 0.97 | 0.97
| 55 | 0.33314 | 0.14897 | 0.08563 | 0.047507 | 0.024927 | 0.015396 | 0.50674 | 0.69091 | 0.78592 | 0.86217 | 0.92991 | 0.96994 | 0.98 | 0.97 | 0.97 | 0.97 | 0.97 | 0.97
| 65 | 0.39648 | 0.18299 | 0.10557 | 0.059238 | 0.031281 | 0.020528 | 0.52317 | 0.73666 | 0.85279 | 0.94545 | 1.0293 | 1.0745 | 0.98 | 0.97 | 0.97 | 0.97 | 0.97 | 0.97
| 75 | 0.45513 | 0.21584 | 0.12551 | 0.071554 | 0.038123 | 0.024194 | 0.5349 | 0.77419 | 0.90968 | 1.0176 | 1.1179 | 1.1764 | 0.98 | 0.97 | 0.97 | 0.97 | 0.97 | 0.97
| 85 | 0.51144 | 0.24751 | 0.14663 | 0.083871 | 0.044477 | 0.029326 | 0.54135 | 0.80528 | 0.9566 | 1.0821 | 1.2003 | 1.2639 | 0.98 | 0.97 | 0.97 | 0.97 | 0.97 | 0.97
| 95 | 0.56422 | 0.27918 | 0.16657 | 0.095601 | 0.051808 | 0.033724 | 0.54487 | 0.82991 | 0.99883 | 1.1408 | 1.2721 | 1.3481 | 0.98 | 0.97 | 0.97 | 0.97 | 0.97 | 0.97
| 105 | 0.61349 | 0.3085 | 0.18651 | 0.10792 | 0.05914 | 0.03739 | 0.54663 | 0.85161 | 1.0346 | 1.1918 | 1.3381 | 1.4295 | 0.98 | 0.97 | 0.97 | 0.97 | 0.97 | 0.97
| 115 | 0.66041 | 0.33666 | 0.20645 | 0.12023 | 0.065494 | 0.042522 | 0.54663 | 0.87038 | 1.0657 | 1.2381 | 1.4023 | 1.4988 | 0.98 | 0.97 | 0.97 | 0.97 | 0.97 | 0.97
| 125 | 0.70499 | 0.36481 | 0.22522 | 0.13196 | 0.072825 | 0.046921 | 0.54487 | 0.88504 | 1.0944 | 1.2809 | 1.4584 | 1.5672 | 0.98 | 0.97 | 0.97 | 0.97 | 0.97 | 0.97
| 135 | 0.74487 | 0.39296 | 0.24399 | 0.1437 | 0.079668 | 0.052053 | 0.5437 | 0.8956 | 1.1191 | 1.3196 | 1.5117 | 1.6277 | 0.98 | 0.97 | 0.97 | 0.97 | 0.97 | 0.97
| 145 | 0.78358 | 0.41877 | 0.26158 | 0.15601 | 0.08651 | 0.056452 | 0.54135 | 0.90616 | 1.1419 | 1.3531 | 1.5616 | 1.6878 | 0.98 | 0.97 | 0.97 | 0.97 | 0.97 | 0.97
| 155 | 0.82229 | 0.4434 | 0.28035 | 0.16716 | 0.093353 | 0.061584 | 0.53666 | 0.91554 | 1.1601 | 1.3865 | 1.6079 | 1.7413 | 0.98 | 0.97 | 0.97 | 0.97 | 0.97 | 0.97
8 | 15 | 0.076246 | 0.029326 | 0.015249 | 0.0082111 | 0.0039101 | 0.0021994 | 0.3261 | 0.37302 | 0.39413 | 0.40821 | 0.42111 | 0.4283 | 0.98 | 0.97 | 0.97 | 0.97 | 0.97 | 0.97
| 25 | 0.15836 | 0.064516 | 0.034018 | 0.018768 | 0.0092864 | 0.0058651 | 0.42346 | 0.5173 | 0.56305 | 0.59355 | 0.62199 | 0.63636 | 0.98 | 0.97 | 0.97 | 0.97 | 0.97 | 0.97
| 35 | 0.24399 | 0.10323 | 0.057478 | 0.031085 | 0.01564 | 0.010264 | 0.48094 | 0.6217 | 0.69032 | 0.74311 | 0.78944 | 0.81202 | 0.98 | 0.97 | 0.97 | 0.97 | 0.97 | 0.97
| 45 | 0.3261 | 0.14428 | 0.080938 | 0.045161 | 0.022972 | 0.014663 | 0.51672 | 0.69853 | 0.79355 | 0.8651 | 0.93167 | 0.96657 | 0.98 | 0.97 | 0.97 | 0.97 | 0.97 | 0.97
| 55 | 0.40469 | 0.18416 | 0.10557 | 0.059238 | 0.030792 | 0.019795 | 0.539 | 0.75953 | 0.87742 | 0.97009 | 1.0554 | 1.1016 | 0.98 | 0.97 | 0.97 | 0.97 | 0.97 | 0.97
| 65 | 0.47742 | 0.22522 | 0.13021 | 0.0739 | 0.039101 | 0.024927 | 0.55249 | 0.80469 | 0.94721 | 1.0598 | 1.1642 | 1.2238 | 0.98 | 0.97 | 0.97 | 0.97 | 0.97 | 0.97
| 75 | 0.5478 | 0.26393 | 0.15601 | 0.088563 | 0.04741 | 0.030059 | 0.55836 | 0.84223 | 1.0041 | 1.139 | 1.2625 | 1.3353 | 0.98 | 0.97 | 0.97 | 0.97 | 0.97 | 0.97
| 85 | 0.61232 | 0.30147 | 0.18065 | 0.10323 | 0.056207 | 0.035924 | 0.56129 | 0.87214 | 1.0534 | 1.2082 | 1.3493 | 1.4345 | 0.98 | 0.97 | 0.97 | 0.97 | 0.97 | 0.97
| 95 | 0.67097 | 0.33783 | 0.20528 | 0.11848 | 0.064516 | 0.041789 | 0.56246 | 0.8956 | 1.0944 | 1.268 | 1.4299 | 1.5254 | 0.98 | 0.97 | 0.97 | 0.97 | 0.97 | 0.97
| 105 | 0.72727 | 0.37419 | 0.22874 | 0.13314 | 0.073314 | 0.046921 | 0.56012 | 0.9132 | 1.1314 | 1.3226 | 1.5021 | 1.6129 | 0.98 | 0.97 | 0.97 | 0.97 | 0.97 | 0.97
| 115 | 0.78006 | 0.40821 | 0.2522 | 0.1478 | 0.081623 | 0.052786 | 0.5566 | 0.92845 | 1.1625 | 1.3713 | 1.5698 | 1.6909 | 0.98 | 0.97 | 0.97 | 0.97 | 0.97 | 0.97
| 125 | 0.82815 | 0.44106 | 0.27449 | 0.16305 | 0.089932 | 0.058651 | 0.55308 | 0.94018 | 1.19 | 1.4129 | 1.6323 | 1.7636 | 0.98 | 0.97 | 0.97 | 0.97 | 0.97 | 0.97
| 135 | 0.87507 | 0.47273 | 0.29677 | 0.17713 | 0.098729 | 0.064516 | 0.54721 | 0.94956 | 1.2135 | 1.4528 | 1.688 | 1.8317 | 0.98 | 0.97 | 0.97 | 0.97 | 0.97 | 0.97
| 145 | 0.91848 | 0.51496 | 0.30616 | 0.1912 | 0.10704 | 0.070381 | 0.54194 | 0.94545 | 1.2587 | 1.4886 | 1.7411 | 1.895 | 0.98 | 0.97 | 0.97 | 0.97 | 0.97 | 0.97
| 155 | 0.95953 | 0.53372 | 0.339 | 0.20469 | 0.11535 | 0.076246 | 0.53548 | 0.96129 | 1.2534 | 1.522 | 1.79 | 1.9543 | 0.98 | 0.97 | 0.97 | 0.97 | 0.97 | 0.97
9 | 15 | 0.092669 | 0.036364 | 0.018768 | 0.0099707 | 0.0048876 | 0.0029326 | 0.35836 | 0.41466 | 0.44106 | 0.45865 | 0.4739 | 0.48211 | 0.98 | 0.97 | 0.97 | 0.97 | 0.97 | 0.97
| 25 | 0.1912 | 0.077419 | 0.043402 | 0.022874 | 0.01173 | 0.0065982 | 0.45806 | 0.57185 | 0.62287 | 0.66393 | 0.69736 | 0.71891 | 0.98 | 0.97 | 0.97 | 0.97 | 0.97 | 0.97
| 35 | 0.29091 | 0.12551 | 0.069208 | 0.038123 | 0.01955 | 0.012463 | 0.51437 | 0.67977 | 0.76422 | 0.82639 | 0.88211 | 0.91188 | 0.98 | 0.97 | 0.97 | 0.97 | 0.97 | 0.97
| 45 | 0.3871 | 0.17361 | 0.098534 | 0.054545 | 0.028837 | 0.017595 | 0.54604 | 0.75953 | 0.87214 | 0.96012 | 1.0372 | 1.0845 | 0.98 | 0.97 | 0.97 | 0.97 | 0.97 | 0.97
| 55 | 0.47742 | 0.2217 | 0.12786 | 0.072141 | 0.037634 | 0.024194 | 0.56364 | 0.81935 | 0.96012 | 1.0716 | 1.1751 | 1.2315 | 0.98 | 0.97 | 0.97 | 0.97 | 0.97 | 0.97
| 65 | 0.56188 | 0.26862 | 0.15718 | 0.089736 | 0.04741 | 0.030792 | 0.57185 | 0.8651 | 1.0323 | 1.1672 | 1.2941 | 1.3639 | 0.98 | 0.97 | 0.97 | 0.97 | 0.97 | 0.97
| 75 | 0.74018 | 0.31437 | 0.18768 | 0.10733 | 0.057674 | 0.036657 | 0.52375 | 0.89971 | 1.0897 | 1.2504 | 1.3994 | 1.4877 | 0.98 | 0.97 | 0.97 | 0.97 | 0.97 | 0.97
| 85 | 0.71202 | 0.35777 | 0.21701 | 0.12493 | 0.067937 | 0.043255 | 0.57302 | 0.92727 | 1.1384 | 1.3226 | 1.4935 | 1.5972 | 0.98 | 0.97 | 0.97 | 0.97 | 0.97 | 0.97
| 95 | 0.77889 | 0.40117 | 0.24516 | 0.14311 | 0.077713 | 0.050587 | 0.56891 | 0.94663 | 1.1806 | 1.3848 | 1.5809 | 1.6949 | 0.98 | 0.97 | 0.97 | 0.97 | 0.97 | 0.97
| 105 | 0.84106 | 0.44223 | 0.27331 | 0.16012 | 0.088465 | 0.057185 | 0.56305 | 0.96188 | 1.2152 | 1.4416 | 1.6566 | 1.788 | 0.98 | 0.97 | 0.97 | 0.97 | 0.97 | 0.97
| 115 | 0.89853 | 0.48094 | 0.30029 | 0.17771 | 0.09824 | 0.064516 | 0.5566 | 0.97419 | 1.2452 | 1.4903 | 1.7287 | 1.8704 | 0.98 | 0.97 | 0.97 | 0.97 | 0.97 | 0.97
| 125 | 0.95132 | 0.51965 | 0.3261 | 0.19531 | 0.1085 | 0.071114 | 0.54956 | 0.98123 | 1.2716 | 1.5331 | 1.7935 | 1.9506 | 0.98 | 0.97 | 0.97 | 0.97 | 0.97 | 0.97
| 135 | 1.0018 | 0.55484 | 0.35308 | 0.21173 | 0.11877 | 0.077713 | 0.54135 | 0.98827 | 1.2909 | 1.5736 | 1.8525 | 2.0249 | 0.98 | 0.97 | 0.97 | 0.97 | 0.97 | 0.97
| 145 | 1.0487 | 0.59003 | 0.37771 | 0.22815 | 0.12854 | 0.085044 | 0.53314 | 0.99179 | 1.3103 | 1.6094 | 1.9082 | 2.0909 | 0.98 | 0.97 | 0.97 | 0.97 | 0.97 | 0.97
| 155 | 1.0933 | 0.62287 | 0.40117 | 0.24457 | 0.13881 | 0.092375 | 0.52434 | 0.99472 | 1.3273 | 1.6405 | 1.9578 | 2.1528 | 0.98 | 0.97 | 0.97 | 0.97 | 0.97 | 0.97
10 | 15 | 0.11144 | 0.043402 | 0.022287 | 0.012317 | 0.0058651 | 0.0036657 | 0.38768 | 0.45572 | 0.48739 | 0.50733 | 0.52669 | 0.53592 | 0.98 | 0.97 | 0.97 | 0.97 | 0.97 | 0.97
| 25 | 0.22639 | 0.093842 | 0.05044 | 0.027566 | 0.014174 | 0.0087977 | 0.48798 | 0.62053 | 0.68563 | 0.73138 | 0.77155 | 0.79413 | 0.98 | 0.97 | 0.97 | 0.97 | 0.97 | 0.97
| 35 | 0.34252 | 0.1478 | 0.083284 | 0.045748 | 0.02346 | 0.014663 | 0.54018 | 0.7349 | 0.83167 | 0.90674 | 0.97361 | 1.0106 | 0.98 | 0.97 | 0.97 | 0.97 | 0.97 | 0.97
| 45 | 0.45161 | 0.20411 | 0.1173 | 0.065689 | 0.033724 | 0.021261 | 0.56774 | 0.81525 | 0.94545 | 1.0487 | 1.1446 | 1.1969 | 0.98 | 0.97 | 0.97 | 0.97 | 0.97 | 0.97
| 55 | 0.55249 | 0.26041 | 0.15249 | 0.08563 | 0.044966 | 0.028592 | 0.58065 | 0.87273 | 1.0346 | 1.1683 | 1.2903 | 1.3591 | 0.98 | 0.97 | 0.97 | 0.97 | 0.97 | 0.97
| 65 | 0.64633 | 0.31437 | 0.18768 | 0.10616 | 0.056696 | 0.035924 | 0.58416 | 0.91613 | 1.1062 | 1.2692 | 1.4176 | 1.5048 | 0.98 | 0.97 | 0.97 | 0.97 | 0.97 | 0.97
| 75 | 0.73196 | 0.36716 | 0.2217 | 0.12727 | 0.068426 | 0.043988 | 0.5824 | 0.94721 | 1.1654 | 1.3543 | 1.5308 | 1.6334 | 0.98 | 0.97 | 0.97 | 0.97 | 0.97 | 0.97
| 85 | 0.81173 | 0.4176 | 0.25572 | 0.1478 | 0.080645 | 0.052053 | 0.57595 | 0.97009 | 1.2129 | 1.4287 | 1.6302 | 1.7503 | 0.98 | 0.97 | 0.97 | 0.97 | 0.97 | 0.97
| 95 | 0.88446 | 0.46569 | 0.28739 | 0.16891 | 0.092375 | 0.060117 | 0.56833 | 0.9871 | 1.2545 | 1.4915 | 1.7211 | 1.8566 | 0.98 | 0.97 | 0.97 | 0.97 | 0.97 | 0.97
| 105 | 0.95132 | 0.51144 | 0.32023 | 0.18886 | 0.10459 | 0.068182 | 0.55953 | 0.99941 | 1.2862 | 1.549 | 1.8018 | 1.9547 | 0.98 | 0.97 | 0.97 | 0.97 | 0.97 | 0.97
| 115 | 1.0135 | 0.55601 | 0.34956 | 0.20938 | 0.11681 | 0.076246 | 0.54956 | 1.007 | 1.3167 | 1.5971 | 1.8748 | 2.0452 | 0.98 | 0.97 | 0.97 | 0.97 | 0.97 | 0.97
| 125 | 1.071 | 0.59707 | 0.38123 | 0.22933 | 0.12805 | 0.085044 | 0.539 | 1.0129 | 1.3367 | 1.6405 | 1.9443 | 2.1249 | 0.98 | 0.97 | 0.97 | 0.97 | 0.97 | 0.97
| 135 | 1.1238 | 0.6393 | 0.40938 | 0.24868 | 0.14027 | 0.092375 | 0.52845 | 1.0129 | 1.3578 | 1.6792 | 2.0044 | 2.2056 | 0.98 | 0.97 | 0.97 | 0.97 | 0.97 | 0.97
| 145 | 1.1742 | 0.67683 | 0.43754 | 0.26804 | 0.152 | 0.10044 | 0.5173 | 1.0147 | 1.3736 | 1.7126 | 2.0607 | 2.2773 | 0.98 | 0.97 | 0.97 | 0.97 | 0.97 | 0.97
| 155 | 1.2199 | 0.7132 | 0.46569 | 0.28622 | 0.16373 | 0.1085 | 0.50733 | 1.0141 | 1.3853 | 1.7443 | 2.1117 | 2.3437 | 0.98 | 0.97 | 0.97 | 0.97 | 0.97 | 0.97
2 | 15 | 0.014663 | 0.0048876 | 0.0029326 | 0.0014663 | 0.0008146 | 0.00061095 | 0.075758 | 0.080645 | 0.082111 | 0.083578 | 0.084555 | 0.084983 | 0.88 | 0.92 | 0.93 | 0.94 | 0.94 | 0.94 | 15 |  |  | 3273.6 | 3150 |  |  | 13700 | 9548 | 2 | 18 | 10 | 1 | 2 | 16 | 12 | 4 | 1.25 | 2
| 25 | 0.037146 | 0.014663 | 0.0068426 | 0.0039101 | 0.0016292 | 0.0012219 | 0.1107 | 0.12195 | 0.12781 | 0.13074 | 0.13416 | 0.13502 | 0.88 | 0.92 | 0.93 | 0.94 | 0.94 | 0.94 | 25 |  |  | 3273.6 | 3150 |  |  | 13700 | 9548 | 3 | 30 | 10 | 1 | 2 | 16 | 12 | 4 | 2.08
| 35 | 0.071359 | 0.025415 | 0.0097752 | 0.0073314 | 0.0032584 | 0.0030547 | 0.1371 | 0.16007 | 0.1718 | 0.17424 | 0.18035 | 0.18078 | 0.88 | 0.92 | 0.93 | 0.94 | 0.94 | 0.94 | 35 |  |  | 3273.6 | 3150 |  |  | 13700 | 9548 | 4 | 42 | 10 | 1 | 2 | 16 | 12 | 4 | 2.92
| 45 | 0.099707 | 0.039101 | 0.021505 | 0.011241 | 0.0057022 | 0.0030547 | 0.15836 | 0.18866 | 0.20186 | 0.21212 | 0.22043 | 0.22599 | 0.88 | 0.92 | 0.93 | 0.94 | 0.94 | 0.94 | 45 |  |  | 3273.6 | 3150 |  |  | 13700 | 9548 | 5 | 54 | 10 | 1 | 2 | 16 | 12 | 4 | 3.75
| 55 | 0.13587 | 0.054741 | 0.030303 | 0.016129 | 0.008146 | 0.0048876 | 0.17498 | 0.21554 | 0.23387 | 0.24804 | 0.26002 | 0.26686 | 0.88 | 0.92 | 0.93 | 0.94 | 0.94 | 0.94 | 55 |  |  | 3273.6 | 3150 |  |  | 13700 | 9548 | 6 | 66 | 10 | 1 | 2 | 16 | 12 | 4 | 4.58 | 3 | M13 | 7.2 | 1.2 | 11.6235
| 65 | 0.17009 | 0.070381 | 0.039101 | 0.021017 | 0.010997 | 0.0067204 | 0.18671 | 0.23656 | 0.26002 | 0.2781 | 0.29313 | 0.30211 | 0.88 | 0.92 | 0.93 | 0.94 | 0.94 | 0.94 | 65 |  |  | 3273.6 | 3150 |  |  | 13700 | 9548 | 7 | [9 empty] | M17 | 5.7 | 1.2 | 18.047
| 75 | 0.20723 | 0.087977 | 0.048876 | 0.026882 | 0.013848 | 0.0085533 | 0.19673 | 0.25635 | 0.28568 | 0.30767 | 0.32722 | 0.33834 | 0.88 | 0.92 | 0.93 | 0.94 | 0.94 | 0.94 | 75 |  |  | 3273.6 | 3150 |  |  | 13700 | 9548 | 8 | [9 empty] | M23 | 4.8 | 1.23 | 36.0941
| 85 | 0.24047 | 0.10459 | 0.059629 | 0.032258 | 0.016699 | 0.010386 | 0.20406 | 0.27199 | 0.30572 | 0.33309 | 0.35643 | 0.36968 | 0.88 | 0.92 | 0.93 | 0.94 | 0.94 | 0.94 | 85 |  |  | 3273.6 | 3150 |  |  | 13700 | 9548 | 9 | [9 empty] | M31 | 3.4 | 1.3 | 60.2587
| 95 | 0.27566 | 0.12317 | 0.070381 | 0.038612 | 0.019958 | 0.01283 | 0.21041 | 0.28666 | 0.32625 | 0.35802 | 0.386 | 0.40097 | 0.88 | 0.92 | 0.93 | 0.94 | 0.94 | 0.94 | 95 |  |  | 3273.6 | 3150 |  |  | 13700 | 9548 | 10 | [8 empty] | 4 | M13 | 7.2 | 1.2 | 16.0381
| 105 | 0.3089 | 0.13978 | 0.080156 | 0.044966 | 0.023216 | 0.014663 | 0.21432 | 0.29888 | 0.3436 | 0.37879 | 0.41141 | 0.42937 | 0.88 | 0.92 | 0.93 | 0.94 | 0.94 | 0.94 | 105 |  |  | 3273.6 | 3150 |  |  | 13700 | 9548 | [10 empty] | M17 | 5.7 | 1.2 | 24.9348
| 115 | 0.34213 | 0.15738 | 0.091887 | 0.05132 | 0.027289 | 0.017107 | 0.21823 | 0.31061 | 0.35973 | 0.40029 | 0.43634 | 0.45772 | 0.88 | 0.92 | 0.93 | 0.94 | 0.94 | 0.94 | 115 |  |  | 3273.6 | 3150 |  |  | 13700 | 9548 | [10 empty] | M23 | 4.8 | 1.23 | 49.4574
| 125 | 0.37243 | 0.17498 | 0.10264 | 0.057674 | 0.030547 | 0.01955 | 0.22092 | 0.31965 | 0.3739 | 0.41887 | 0.45956 | 0.48265 | 0.88 | 0.92 | 0.93 | 0.94 | 0.94 | 0.94 | 125 |  |  | 3273.6 | 3150 |  |  | 13700 | 9548 | [10 empty] | M31 | 3.4 | 1.3 | 82.6506
| 135 | 0.40274 | 0.19257 | 0.11339 | 0.064516 | 0.034213 | 0.021994 | 0.22287 | 0.32796 | 0.38734 | 0.43622 | 0.48167 | 0.50733 | 0.88 | 0.92 | 0.93 | 0.94 | 0.94 | 0.94 | 135 |  |  | 3273.6 | 3150 |  |  | 13700 | 9548 | [9 empty] | 5 | M13 | 7.2 | 1.2 | 20.0797
| 145 | 0.43304 | 0.20919 | 0.12414 | 0.07087 | 0.038286 | 0.024438 | 0.22385 | 0.33578 | 0.39956 | 0.45283 | 0.50171 | 0.53079 | 0.88 | 0.92 | 0.93 | 0.94 | 0.94 | 0.94 | 145 |  |  | 3273.6 | 3150 |  |  | 13700 | 9548 | [10 empty] | M17 | 5.7 | 1.2 | 30.9335
| 155 | 0.46041 | 0.22678 | 0.1349 | 0.077713 | 0.041544 | 0.026882 | 0.22507 | 0.34189 | 0.4108 | 0.46799 | 0.52224 | 0.55303 | 0.88 | 0.92 | 0.93 | 0.94 | 0.94 | 0.94 | 155 |  |  | 3273.6 | 3150 |  |  | 13700 | 9548 | [10 empty] | M23 | 4.8 | 1.23 | 61.8671
3 | 15 | 0.037146 | 0.012708 | 0.0068426 | 0.0034213 | 0.0016292 | 0.0012219 | 0.11657 | 0.12879 | 0.13319 | 0.13661 | 0.1393 | 0.14015 | 0.88 | 0.92 | 0.93 | 0.94 | 0.94 | 0.94 | [19 empty] | M31 | 3.4 | 1.3 | 103.1118
| 25 | 0.086999 | 0.034213 | 0.018573 | 0.0092864 | 0.0044803 | 0.0030547 | 0.16471 | 0.1911 | 0.20283 | 0.21212 | 0.21933 | 0.22232 | 0.88 | 0.92 | 0.93 | 0.94 | 0.94 | 0.94 | [18 empty] | 6 | M13 | 7.2 | 1.2 | 23.7996
| 35 | 0.15152 | 0.060606 | 0.032258 | 0.017107 | 0.0085533 | 0.0048876 | 0.19599 | 0.24145 | 0.26271 | 0.27786 | 0.29069 | 0.29839 | 0.88 | 0.92 | 0.93 | 0.94 | 0.94 | 0.94 | [19 empty] | M17 | 5.7 | 1.2 | 37.0018
| 45 | 0.21994 | 0.089932 | 0.049853 | 0.026393 | 0.013441 | 0.0085533 | 0.21676 | 0.28177 | 0.31183 | 0.33529 | 0.35472 | 0.36498 | 0.88 | 0.92 | 0.93 | 0.94 | 0.94 | 0.94 | [19 empty] | M23 | 4.8 | 1.23 | 73.3919
| 55 | 0.28739 | 0.12317 | 0.069404 | 0.037146 | 0.018736 | 0.011608 | 0.23094 | 0.31305 | 0.35337 | 0.38563 | 0.41325 | 0.42821 | 0.88 | 0.92 | 0.93 | 0.94 | 0.94 | 0.94 | [19 empty] | M31 | 3.4 | 1.3 | 122.6488
| 65 | 0.35288 | 0.15543 | 0.087977 | 0.047898 | 0.024845 | 0.015885 | 0.23876 | 0.33749 | 0.38807 | 0.42815 | 0.46273 | 0.48155 | 0.88 | 0.92 | 0.93 | 0.94 | 0.94 | 0.94 | [18 empty] | 7
| 75 | 0.4174 | 0.18964 | 0.11144 | 0.060117 | 0.031362 | 0.020161 | 0.24438 | 0.35826 | 0.41691 | 0.46823 | 0.51136 | 0.53489 | 0.88 | 0.92 | 0.93 | 0.94 | 0.94 | 0.94
| 85 | 0.47996 | 0.22483 | 0.13099 | 0.072825 | 0.038286 | 0.024438 | 0.24682 | 0.37439 | 0.44477 | 0.50293 | 0.55474 | 0.58382 | 0.88 | 0.92 | 0.93 | 0.94 | 0.94 | 0.94
| 95 | 0.54057 | 0.25904 | 0.15249 | 0.086022 | 0.045617 | 0.028715 | 0.24707 | 0.38783 | 0.46774 | 0.53421 | 0.59482 | 0.63032 | 0.88 | 0.92 | 0.93 | 0.94 | 0.94 | 0.94
| 105 | 0.59726 | 0.29326 | 0.17498 | 0.099218 | 0.052542 | 0.033602 | 0.24633 | 0.39834 | 0.48705 | 0.56281 | 0.63282 | 0.67259 | 0.88 | 0.92 | 0.93 | 0.94 | 0.94 | 0.94 | [18 empty] | 8
| 115 | 0.65103 | 0.32649 | 0.19648 | 0.11241 | 0.060688 | 0.03849 | 0.24462 | 0.40689 | 0.5044 | 0.58847 | 0.66606 | 0.71267 | 0.88 | 0.92 | 0.93 | 0.94 | 0.94 | 0.94
| 125 | 0.6999 | 0.35875 | 0.21701 | 0.1261 | 0.068019 | 0.043377 | 0.24242 | 0.413 | 0.51931 | 0.61022 | 0.69734 | 0.74908 | 0.88 | 0.92 | 0.93 | 0.94 | 0.94 | 0.94
| 135 | 0.7478 | 0.39003 | 0.23949 | 0.13881 | 0.075758 | 0.048876 | 0.23949 | 0.41838 | 0.53128 | 0.63196 | 0.72654 | 0.78299 | 0.88 | 0.92 | 0.93 | 0.94 | 0.94 | 0.94
| 145 | 0.79277 | 0.42033 | 0.261 | 0.15249 | 0.083496 | 0.054374 | 0.23631 | 0.42253 | 0.54203 | 0.65054 | 0.75403 | 0.81519 | 0.88 | 0.92 | 0.93 | 0.94 | 0.94 | 0.94 | [18 empty] | 9
| 155 | 0.83578 | 0.45064 | 0.28055 | 0.16618 | 0.091642 | 0.059262 | 0.23265 | 0.42522 | 0.55279 | 0.66716 | 0.77896 | 0.84696 | 0.88 | 0.92 | 0.93 | 0.94 | 0.94 | 0.94
4 | 15 | 0.065494 | 0.024438 | 0.012708 | 0.0063539 | 0.0032584 | 0.0018328 | 0.15152 | 0.17204 | 0.18084 | 0.18719 | 0.19184 | 0.19483 | 0.88 | 0.92 | 0.93 | 0.94 | 0.94 | 0.94
| 25 | 0.15445 | 0.060606 | 0.032258 | 0.016618 | 0.0085533 | 0.0048876 | 0.20357 | 0.25049 | 0.27175 | 0.28739 | 0.29949 | 0.30718 | 0.88 | 0.92 | 0.93 | 0.94 | 0.94 | 0.94
| 35 | 0.25513 | 0.10459 | 0.057674 | 0.030303 | 0.015477 | 0.0097752 | 0.23289 | 0.30816 | 0.34335 | 0.37072 | 0.39296 | 0.40494 | 0.88 | 0.92 | 0.93 | 0.94 | 0.94 | 0.94 | [18 empty] | 10
| 45 | 0.35582 | 0.15543 | 0.087977 | 0.046921 | 0.023623 | 0.015274 | 0.24951 | 0.34971 | 0.40029 | 0.44135 | 0.4763 | 0.49383 | 0.88 | 0.92 | 0.93 | 0.94 | 0.94 | 0.94
| 55 | 0.4565 | 0.20626 | 0.12219 | 0.064516 | 0.033399 | 0.021383 | 0.2566 | 0.38172 | 0.44477 | 0.50244 | 0.54912 | 0.57435 | 0.88 | 0.92 | 0.93 | 0.94 | 0.94 | 0.94
| 65 | 0.55816 | 0.26197 | 0.14761 | 0.084066 | 0.043988 | 0.027493 | 0.2566 | 0.40469 | 0.49047 | 0.55401 | 0.61413 | 0.64877 | 0.88 | 0.92 | 0.93 | 0.94 | 0.94 | 0.94
| 75 | 0.64809 | 0.31476 | 0.1828 | 0.10411 | 0.054985 | 0.034824 | 0.2544 | 0.42107 | 0.52004 | 0.59873 | 0.67241 | 0.71475 | 0.88 | 0.92 | 0.93 | 0.94 | 0.94 | 0.94
| 85 | 0.73118 | 0.36657 | 0.21896 | 0.12512 | 0.06639 | 0.042766 | 0.25049 | 0.4328 | 0.5435 | 0.63734 | 0.72544 | 0.77505 | 0.88 | 0.92 | 0.93 | 0.94 | 0.94 | 0.94
| 95 | 0.80841 | 0.4174 | 0.25318 | 0.14614 | 0.078609 | 0.050098 | 0.24487 | 0.44037 | 0.56354 | 0.67058 | 0.77187 | 0.83174 | 0.88 | 0.92 | 0.93 | 0.94 | 0.94 | 0.94
| 105 | 0.87977 | 0.46628 | 0.28837 | 0.16764 | 0.09042 | 0.058651 | 0.23876 | 0.4455 | 0.57893 | 0.69966 | 0.81549 | 0.88221 | 0.88 | 0.92 | 0.93 | 0.94 | 0.94 | 0.94
| 115 | 0.94721 | 0.51417 | 0.32258 | 0.18866 | 0.10345 | 0.066593 | 0.23143 | 0.44795 | 0.59164 | 0.72556 | 0.85337 | 0.93078 | 0.88 | 0.92 | 0.93 | 0.94 | 0.94 | 0.94
| 125 | 1.0108 | 0.56109 | 0.35288 | 0.21017 | 0.11608 | 0.075147 | 0.22385 | 0.44868 | 0.60484 | 0.74756 | 0.88869 | 0.97465 | 0.88 | 0.92 | 0.93 | 0.94 | 0.94 | 0.94
| 135 | 1.0665 | 0.60606 | 0.38612 | 0.23118 | 0.1283 | 0.084311 | 0.21725 | 0.44746 | 0.61241 | 0.76735 | 0.92168 | 1.0141 | 0.88 | 0.92 | 0.93 | 0.94 | 0.94 | 0.94
| 145 | 1.1202 | 0.64809 | 0.4174 | 0.2522 | 0.14133 | 0.092864 | 0.20992 | 0.44599 | 0.61901 | 0.78421 | 0.95051 | 1.0523 | 0.88 | 0.92 | 0.93 | 0.94 | 0.94 | 0.94
| 155 | 1.1691 | 0.68915 | 0.44868 | 0.27273 | 0.15437 | 0.10142 | 0.20308 | 0.44306 | 0.62341 | 0.79936 | 0.97691 | 1.0881 | 0.88 | 0.92 | 0.93 | 0.94 | 0.94 | 0.94
5 | 15 | 0.10166 | 0.038123 | 0.01955 | 0.010264 | 0.0052949 | 0.0030547 | 0.18035 | 0.21212 | 0.22605 | 0.23534 | 0.24279 | 0.2475 | 0.76 | 0.8 | 0.8 | 0.8 | 0.8 | 0.8
| 25 | 0.23265 | 0.093842 | 0.045943 | 0.026393 | 0.013034 | 0.0079423 | 0.23118 | 0.30059 | 0.33651 | 0.35606 | 0.3761 | 0.38679 | 0.76 | 0.8 | 0.8 | 0.8 | 0.8 | 0.8
| 35 | 0.36852 | 0.15836 | 0.087977 | 0.04741 | 0.024031 | 0.014663 | 0.25538 | 0.36046 | 0.41325 | 0.45381 | 0.48888 | 0.50855 | 0.76 | 0.8 | 0.8 | 0.8 | 0.8 | 0.8
| 45 | 0.51026 | 0.23069 | 0.13099 | 0.072336 | 0.037064 | 0.023216 | 0.26222 | 0.402 | 0.47678 | 0.53543 | 0.58834 | 0.61742 | 0.83 | 0.83 | 0.83 | 0.83 | 0.83 | 0.83
| 55 | 0.63832 | 0.30401 | 0.17595 | 0.098729 | 0.05132 | 0.03238 | 0.26075 | 0.42791 | 0.52395 | 0.60117 | 0.67229 | 0.71206 | 0.87 | 0.87 | 0.87 | 0.87 | 0.87 | 0.87
| 65 | 0.75953 | 0.3783 | 0.22385 | 0.12708 | 0.067204 | 0.042766 | 0.2544 | 0.44501 | 0.56085 | 0.65762 | 0.74743 | 0.79875 | 0.87 | 0.87 | 0.87 | 0.87 | 0.87 | 0.87
| 75 | 0.87097 | 0.45064 | 0.27273 | 0.1564 | 0.083904 | 0.053763 | 0.24462 | 0.45479 | 0.58822 | 0.70455 | 0.81329 | 0.87659 | 0.87 | 0.87 | 0.87 | 0.87 | 0.87 | 0.87
| 85 | 0.96774 | 0.51906 | 0.31965 | 0.18573 | 0.10101 | 0.064761 | 0.2346 | 0.45894 | 0.6085 | 0.74242 | 0.8695 | 0.94563 | 0.87 | 0.87 | 0.87 | 0.87 | 0.87 | 0.87
| 95 | 1.0567 | 0.58456 | 0.36559 | 0.21603 | 0.11771 | 0.076979 | 0.22336 | 0.45943 | 0.62366 | 0.77322 | 0.9207 | 1.0062 | 0.87 | 0.87 | 0.87 | 0.87 | 0.87 | 0.87
| 105 | 1.1388 | 0.64907 | 0.41153 | 0.24633 | 0.13604 | 0.088587 | 0.21212 | 0.45699 | 0.63514 | 0.80034 | 0.96579 | 1.0654 | 0.87 | 0.87 | 0.87 | 0.87 | 0.87 | 0.87
| 115 | 1.2111 | 0.70772 | 0.48583 | 0.261 | 0.15396 | 0.10081 | 0.20137 | 0.45308 | 0.6195 | 0.84433 | 1.0049 | 1.1165 | 0.87 | 0.87 | 0.87 | 0.87 | 0.87 | 0.87
| 125 | 1.2776 | 0.7654 | 0.50049 | 0.30547 | 0.17188 | 0.11364 | 0.1911 | 0.44721 | 0.64589 | 0.84091 | 1.0413 | 1.1636 | 0.87 | 0.87 | 0.87 | 0.87 | 0.87 | 0.87
| 135 | 1.3372 | 0.82014 | 0.54252 | 0.3348 | 0.19021 | 0.12586 | 0.18133 | 0.43988 | 0.64809 | 0.85582 | 1.0727 | 1.2078 | 0.87 | 0.87 | 0.87 | 0.87 | 0.87 | 0.87
| 145 | 1.392 | 0.87097 | 0.58358 | 0.36315 | 0.20854 | 0.13869 | 0.17204 | 0.43255 | 0.64809 | 0.86852 | 1.1004 | 1.2471 | 0.87 | 0.87 | 0.87 | 0.87 | 0.87 | 0.87
| 155 | 1.4418 | 0.91984 | 0.62268 | 0.3915 | 0.22646 | 0.1509 | 0.16325 | 0.42424 | 0.64712 | 0.8783 | 1.1259 | 1.2845 | 0.87 | 0.87 | 0.87 | 0.87 | 0.87 | 0.87
6 | 15 | 0.14272 | 0.053763 | 0.029326 | 0.014663 | 0.0073314 | 0.0048876 | 0.2043 | 0.24878 | 0.26711 | 0.28177 | 0.29277 | 0.2979 | 0.76 | 0.8 | 0.8 | 0.8 | 0.8 | 0.8
| 25 | 0.31476 | 0.13001 | 0.072336 | 0.037634 | 0.019143 | 0.012219 | 0.25171 | 0.34409 | 0.38734 | 0.42204 | 0.44978 | 0.46432 | 0.76 | 0.8 | 0.8 | 0.8 | 0.8 | 0.8
| 35 | 0.49071 | 0.21799 | 0.12317 | 0.06696 | 0.034213 | 0.021383 | 0.2654 | 0.40176 | 0.47287 | 0.52908 | 0.5782 | 0.60514 | 0.76 | 0.8 | 0.8 | 0.8 | 0.8 | 0.8
| 45 | 0.65689 | 0.31085 | 0.17986 | 0.099707 | 0.052134 | 0.03238 | 0.26369 | 0.43671 | 0.53495 | 0.6151 | 0.68646 | 0.72794 | 0.83 | 0.83 | 0.83 | 0.83 | 0.83 | 0.83
| 55 | 0.81134 | 0.40665 | 0.24047 | 0.13685 | 0.071685 | 0.045821 | 0.25367 | 0.45601 | 0.58065 | 0.68426 | 0.78201 | 0.83633 | 0.87 | 0.87 | 0.87 | 0.87 | 0.87 | 0.87
| 65 | 0.9521 | 0.50049 | 0.30499 | 0.17546 | 0.094086 | 0.059873 | 0.23974 | 0.46554 | 0.61217 | 0.74169 | 0.86376 | 0.93561 | 0.87 | 0.87 | 0.87 | 0.87 | 0.87 | 0.87
| 75 | 1.0743 | 0.58944 | 0.36461 | 0.21408 | 0.1173 | 0.076 | 0.22434 | 0.46676 | 0.63539 | 0.78592 | 0.93109 | 1.018 | 0.87 | 0.87 | 0.87 | 0.87 | 0.87 | 0.87
| 85 | 1.1818 | 0.67351 | 0.42717 | 0.25415 | 0.1397 | 0.091031 | 0.20894 | 0.4631 | 0.64785 | 0.82087 | 0.99255 | 1.0948 | 0.87 | 0.87 | 0.87 | 0.87 | 0.87 | 0.87
| 95 | 1.2766 | 0.75269 | 0.48583 | 0.29374 | 0.16373 | 0.10692 | 0.19404 | 0.45601 | 0.65616 | 0.84824 | 1.0433 | 1.1626 | 0.87 | 0.87 | 0.87 | 0.87 | 0.87 | 0.87
| 105 | 1.3578 | 0.826 | 0.54154 | 0.33187 | 0.18695 | 0.12341 | 0.1806 | 0.44648 | 0.65982 | 0.8695 | 1.0869 | 1.2203 | 0.87 | 0.87 | 0.87 | 0.87 | 0.87 | 0.87
| 115 | 1.4321 | 0.89541 | 0.59824 | 0.3695 | 0.21139 | 0.13991 | 0.1674 | 0.43573 | 0.6586 | 0.88734 | 1.1245 | 1.2746 | 0.87 | 0.87 | 0.87 | 0.87 | 0.87 | 0.87
| 125 | 1.4976 | 0.95992 | 0.65103 | 0.40762 | 0.23501 | 0.1564 | 0.15543 | 0.42424 | 0.65591 | 0.89932 | 1.1582 | 1.3233 | 0.87 | 0.87 | 0.87 | 0.87 | 0.87 | 0.87
| 135 | 1.5543 | 1.0215 | 0.70088 | 0.44477 | 0.25904 | 0.16801 | 0.14492 | 0.41129 | 0.65176 | 0.90787 | 1.1865 | 1.3776 | 0.87 | 0.87 | 0.87 | 0.87 | 0.87 | 0.87
| 145 | 1.6061 | 1.0782 | 0.74976 | 0.48045 | 0.28267 | 0.19 | 0.1349 | 0.39883 | 0.64516 | 0.91447 | 1.2111 | 1.4057 | 0.87 | 0.87 | 0.87 | 0.87 | 0.87 | 0.87
| 155 | 1.652 | 1.131 | 0.7957 | 0.51564 | 0.30629 | 0.20711 | 0.12586 | 0.38636 | 0.63783 | 0.91789 | 1.2319 | 1.4402 | 0.87 | 0.87 | 0.87 | 0.87 | 0.87 | 0.87

## Compile (hidden)
Beam Model | Length | Quantity | Matching Tags

## Worksheet (hidden)
[9 empty] | Summer: | 0 | Btu/h | [13 empty] | CBAL2 | CBE2-24 | CBAM | CBAV | CBAB | CBAS | CBAW | CBLV-12 | CBE2-12
0 | 75 | 0% | 0 | 0 | 48 | #VALUE! |  |  | Winter: | 0 | Btu/h
|  | 0% | 0 | 0 | [11 empty] | CBAB | 1 slot, 1 way | [7 empty] | M13 | M17 | M20 | M23 | M27 | M31
|  | 0% | 0 | 0 | [5 empty] | 0 | Btu/h |  |  |  |  | CBAC | 1 slot, 1 way
|  | Actual | 0 | 0 | [11 empty] | CBAL-12 | 2 slots, 2 way
[9 empty] | ΔPNOZZLES | 0 | in.w.g. |  |  |  |  | CBAL-24 | 2 slots, 2 way
[9 empty] | VINLET: | 0 | fpm |  |  |  |  | CBAM | 4 way
[9 empty] | ΔPINLET | 0 | in.w.g. |  |  |  |  | CBAS | 1 slot, 1 way
Reference qCOIL cooling |  |  | 0 | Btu/h |  | Sea level | 0.075 |  | ΔPTOTAL | 0 | in.w.g. |  |  |  |  | CBAV | As specified *
Correction factor (FTOTAL) |  |  | 0 |  |  | 0 | 0.075 |  | NC | #REF! | [5 empty] | CBAW | 1 slot, 1 way
Actual qCOIL cooling |  |  | 0 | Btu/h |  | FAIR | 1 | [8 empty] | CBE2-12 | 2 slots, 2 way
Reference qCOIL heating |  |  | 0 | Btu/h |  | FWTR | 1 | [8 empty] | CBE2-24 | 2 slots, 2 way
Correction factor (FTOTAL) |  |  | 0 | [12 empty] | CBLV | 2 slots, 2 way
Actual qCOIL heating |  |  | 0 | Btu/h |  |  |  | 1
Waterside pressure drop and ΔT
[5 empty] | ΔPCHW: | 0 | ΔTCHW: | #DIV/0!
None |  | 0 | 1 |  | ΔPHW1: | 0 | ΔTHW1: | #DIV/0!
Ethylene Glycol |  | 0 | 0
Propylene Glycol |  | 0 | 0
|  |  |  | 4 | 0.087 | 689.6552 | 60
|  |  |  | 5 | 0.136 | 661.7647 | 90 | [5 empty] | Other | CBAM | CBLV | CBAV | CBAB | CBAC | CBAS | CBAW | CBAL-12 | CBLE-12
|  |  |  | 6 | 0.197 | 659.8985 | 130 |  |  |  |  | # nozzles | 117 | 0 | 0 | 0 | 0 | 0 | 0 | 0 | 0 | 0
|  |  |  | 8 | 0.345 | 666.6667 | 230 |  |  |  |  | ANOZZLES | 0.060144 | 0 | 0 | 0 | 0 | 0 | 0 | 0 | 0 | 0
|  |  |  | 10* | 0.4147 | 700 | 290.29 |  |  |  |  | VNOZZLE | 0 | 0 | 0 | 0 | 0 | 0 | 0 | 0 | 0 | 0
[12 empty] | FVELOCITY |  | #REF! |  |  | Min. CFM |  | 75.1798
28.9149
37.0116
-11.7965
| TROOM | RHROOM | Altitude | ATM | WROOM | DPROOM
| 75 | 0.53 | 0 | 14.696 | 68.8758 | 56.7319
[14 empty] | CBAL-24 | CBLE-24 | CBAM | CBLV | CBAV | CBAB | CBAC | CBAS | CBAW | CBAL-12 | CBLE-12
Additive % | RH% | Type | Length | TROOM |  |  | Models |  |  |  | Border |  | T2 | 0.693 | 0.693 | 1.1969 | 0.834 | NA | 1.401 | 1.401 | NA | 1.0659 | 0.834 | 0.834
0 | 0% | 1 slot, 1 way | 0 | 68 |  |  | CBAL-24 |  |  |  | 3 |  | T3 | 3.349 | 3.349 | 4.638 | 3.96 | NA | 4.847 | 4.847 | NA | 3.5601 | 3.96 | 3.96
5 | 0% |  |  | 69 |  |  | CBLE-24 |  |  |  | NT |  | T4 | 10.49 | 10.49 | 12.3674 | 10.033 | NA | 11.556 | 11.556 | NA | 8.7485 | 10.33 | 10.33
10 | 0% |  |  | 70 |  |  | CBAM |  |  |  | DF
15 |  |  |  | 71 |  |  | CBAV
20 |  | 2 pipe (cooling) |  | 72 |  |  | CBLV
25 |  | 2 pipe (heating) |  | 73 |  |  | CBAB
30 |  | 2 pipe (H/C) |  | 74 |  |  | CBAC
35 |  | 4 pipe H/C |  | 75
40 |  |  |  | 76
45 |  |  |  | 77
50 |  |  |  | 78
[15 empty] | Ceiling Height |  | 10
[15 empty] | HOZ |  | 0
[15 empty] | X + H |  | 10
[15 empty] | Spacing C |  | 0
[15 empty] | T150 |  | #REF!
[15 empty] | T100 |  | #REF!
[15 empty] | T50 |  | #REF!
[15 empty] | FOZ |  | 0.172
[15 empty] | TC/2 |  | #REF!
[15 empty] | TW |  | #REF!
[15 empty] | VC/2 |  | #REF!
VW
Note on J15: Loudermilk, Ken: What is this? Isit a correction for pressure at altitude?

## Coil pressure losses (hidden)
2 pipe heating
[10 empty] | 1 circuit |  | 2 circuits
[10 empty] | Reference ΔP | K-factor | Reference ΔP | K-factor
|  | (inches) | (qty) | (in) | (ft) |  |  |  |  | (ft) |  | (ft) |  |  |  |  | (qty) |  | (ft) |  |  | (ft) |  | (qty) | (ft)
CBAL-24 | 2 | 10 | 16 | 18 | 2.17 | 0.67884 | 0 | 0.28 | 1.8898 | [5 empty] | 10 | 16 | 12 | 18 | 1.62 | 0.78567 | 0 | 0.21 | 2.1822 | 4 | 0.51 | 1.5403
CBLE-24 |  |  |  | 30 | 3.06 | 0.57166 | 0 | 0.39 | 1.6013 | [8 empty] | 30 | 2.28 | 0.66227 | 0 | 0.29 | 1.857 |  | 0.73 | 1.2875
CBAV |  |  |  | 42 | 3.94 | 0.50379 | 0 | 0.51 | 1.4003 | [8 empty] | 42 | 2.94 | 0.58321 | 0 | 0.38 | 1.6222 |  | 0.95 | 1.1286
CBAS |  |  |  | 54 | 4.82 | 0.45549 | 0 | 0.62 | 1.27 | [8 empty] | 54 | 3.61 | 0.52632 | 0 | 0.47 | 1.4586 |  | 1.17 | 1.017
|  |  |  | 66 | 5.7 | 0.41885 | 0 | 0.74 | 1.1625 | [8 empty] | 66 | 4.27 | 0.48393 | 0 | 0.55 | 1.3484 |  | 1.39 | 0.93301
|  |  |  | 78 | 6.58 | 0.38984 | 0 | 0.85 | 1.0847 | [8 empty] | 78 | 4.93 | 0.45038 | 0 | 0.64 | 1.25 |  | 1.7 | 0.84366
|  |  |  | 90 | 7.46 | 0.36613 | 0 | 0.97 | 1.0153 | [8 empty] | 90 | 5.59 | 0.42295 | 0 | 0.73 | 1.1704 |  | 1.84 | 0.81093
|  |  |  | 102 | 8.34 | 0.34627 | 0 | 1.09 | 1.09 | [8 empty] | 102 | 6.25 | 0.4 | 0 | 0.81 | 1.1111 |  | 2.06 | 0.76641
|  |  |  | 114 | 9.22 | 0.32933 | 0 | 1.2 | 1.2 | [8 empty] | 114 | 6.91 | 0.38042 | 0 | 0.9 | 1.0541 |  | 2.28 | 0.72849
CBAB | 2 | 12.5 | 20 | 18 | 2.62 | 0.6178 | 0 | 0.34 | 1.715 | [5 empty] | 12.5 | 20 | 16 | 18 | 2.17 | 0.67884 | 0 | 0.28 | 1.8898 | 4 | 0.51 | 1.5403
CBAC |  |  |  | 30 | 3.69 | 0.52058 | 0 | 0.48 | 1.4434 | [8 empty] | 30 | 3.06 | 0.57166 | 0 | 0.31 | 1.7961 |  | 0.73 | 1.2875
|  |  |  | 42 | 4.76 | 0.45835 | 0 | 0.62 | 1.27 | [8 empty] | 42 | 3.94 | 0.50379 | 0 | 0.53 | 1.3736 |  | 0.95 | 1.1286
|  |  |  | 54 | 5.83 | 0.41416 | 0 | 0.76 | 1.1471 | [8 empty] | 54 | 4.82 | 0.45549 | 0 | 0.62 | 1.27 |  | 1.17 | 1.017
|  |  |  | 66 | 6.89 | 0.38097 | 0 | 0.9 | 1.0541 | [8 empty] | 66 | 5.7 | 0.41885 | 0 | 0.74 | 1.1625 |  | 1.39 | 0.93301
|  |  |  | 78 | 7.96 | 0.35444 | 0 | 1.04 | 0.98058 | [8 empty] | 78 | 6.58 | 0.38984 | 0 | 0.85 | 1.0847 |  | 1.7 | 0.84366
|  |  |  | 90 | 9.03 | 0.33278 | 0 | 1.17 | 0.9245 | [8 empty] | 90 | 7.46 | 0.36613 | 0 | 0.97 | 1.0153 |  | 1.84 | 0.81093
|  |  |  | 102 | 10.1 | 0.31466 | 0 | 1.31 | 0.8737 | [8 empty] | 102 | 8.34 | 0.34627 | 0 | 1.09 | 0.95783 |  | 2.06 | 0.76641
|  |  |  | 114 | 11.16 | 0.29934 | 0 | 1.45 | 0.83045 | [8 empty] | 114 | 9.22 | 0.32933 | 0 | 1.2 | 0.91287 |  | 2.28 | 0.72849
CBAM | 2 | 13.75 | 22 | 13 | 2.4 | 0.6455 | 0 | 0.31 | 1.7961 | [5 empty] | 13.75 | 22 | 18 | 13 | 1.96 | 0.71429 | 0 | 0.25 | 2 | 4 | 0.4 | 1.7393
|  |  |  | 37 | 4.75 | 0.45883 | 0 | 0.62 | 1.27 | [8 empty] | 37 | 3.88 | 0.50767 | 0 | 0.5 | 1.4142 |  | 0.82 | 1.2147
|  |  |  | 61 | 7.1 | 0.37529 | 0 | 0.92 | 1.0426 | [8 empty] | 61 | 5.8 | 0.41523 | 0.75 | 0.75 | 1.1547 |  | 1.25 | 0.98387
CBLV | 2 | 5 | 20 | 36 | 1.73 | 0.76029 | 0 | 0.22 | 2.132 | [5 empty] | 5 | 16 | 12 | 36 | 1.28 | 0.88388 | 0 | 0.16 | 2.5 | 2 | 0.84 | 1.0911
|  |  |  | 60 | 2.61 | 0.61898 | 0 | 0.34 | 1.715 | [8 empty] | 60 | 1.95 | 0.71611 | 0 | 0.25 | 2 |  | 1.28 | 0.88388
|  |  |  | 84 | 3.49 | 0.53529 | 0 | 0.45 | 1.4907 | [8 empty] | 84 | 2.61 | 0.61898 | 0 | 0.34 | 1.715 |  | 1.73 | 0.76029
|  |  |  | 108 | 4.38 | 0.47782 | 0 | 0.57 | 1.3245 | [8 empty] | 108 | 3.27 | 0.553 | 0 | 0.42 | 1.543 |  | 2.17 | 0.67884
|  |  |  | 132 | 5.26 | 0.43602 | 0 | 0.68 | 1.2127 | [8 empty] | 132 | 3.94 | 0.50379 | 0 | 0.51 | 1.4003 |  | 2.61 | 0.61898
|  |  |  | 156 | 6.14 | 0.40357 | 0 | 0.8 | 1.118 | [8 empty] | 156 | 4.6 | 0.46625 | 0 | 0.6 | 1.291 |  | 3.05 | 0.5726
|  |  |  | 180 | 7.02 | 0.37743 | 0 | 0.91 | 1.0483 | [8 empty] | 180 | 5.26 | 0.43602 | 0 | 0.68 | 1.2127 |  | 3.49 | 0.53529
|  |  |  | 204 | 7.9 | 0.35578 | 0 | 1.03 | 0.98533 | [8 empty] | 204 | 5.92 | 0.411 | 0 | 0.77 | 1.1396 |  | 3.93 | 0.50443
|  |  |  | 228 | 8.78 | 0.33748 | 0 | 1.14 | 0.93659 | [8 empty] | 228 | 6.58 | 0.38984 | 0 | 0.85 | 1.0847 |  | 4.38 | 0.47782
2 pipe heating
|  | 5 | 8 | 18 | 0.81 | 1.1111 | 0 | 0.1 | 3.1623 |  |  |  |  | 2.846 | 5 | 16 | 12 | 18 | 0.59 | 1.3019 | 0 | 0.07 | 3.7796 | 2 | 0.22 | 2.132
|  |  |  | 30 | 1.24 | 0.89803 | 0 | 0.16 | 2.5 |  |  |  |  | 2.7839 |  |  |  | 30 | 0.91 | 1.0483 | 0 | 0.11 | 3.0151 |  | 0.32 | 1.7678
|  |  |  | 42 | 1.66 | 0.77615 | 0 | 0.21 | 2.1822 |  |  |  |  | 2.8115 |  |  |  | 42 | 1.24 | 0.89803 | 0 | 0.16 | 2.5 |  | 0.43 | 1.525
|  |  |  | 54 | 2.09 | 0.69171 | 0 | 0.27 | 1.9245 |  |  |  |  | 2.7822 |  |  |  | 54 | 1.56 | 0.80064 | 0 | 0.2 | 2.2361 |  | 0.54 | 1.3608
|  |  |  | 66 | 2.52 | 0.62994 | 0 | 0.32 | 1.7678 |  |  |  |  | 2.8062 |  |  |  | 66 | 1.88 | 0.72932 | 0 | 0.24 | 2.0412 |  | 0.65 | 1.2403
|  |  |  | 78 | 2.95 | 0.58222 | 0 | 0.38 | 1.6222 |  |  |  |  | 2.7862 |  |  |  | 78 | 2.2 | 0.6742 | 0 | 0.28 | 1.8898 |  | 0.75 | 1.1547
|  |  |  | 90 | 3.37 | 0.54473 | 0 | 0.44 | 1.5076 |  |  |  |  | 2.7675 |  |  |  | 90 | 2.52 | 0.62994 | 0 | 0.32 | 1.7678 |  | 0.86 | 1.0783
|  |  |  | 102 | 3.8 | 0.51299 | 0 | 0.49 | 1.4286 |  |  |  |  | 2.7848 |  |  |  | 102 | 2.84 | 0.59339 | 0 | 0.37 | 1.644 |  | 0.97 | 1.0153
|  |  |  | 114 | 4.23 | 0.48622 | 0 | 0.55 | 1.3484 |  |  |  |  | 2.7732 |  |  |  | 114 | 3.16 | 0.56254 | 0 | 0.41 | 1.5617 |  | 1.07 | 0.96674

## RSCalc (hidden)
75 | 55 | 70 | 55 | [26 empty] | ALL | Lengths
[18 empty] | 56 | 35 | 4 | M17 | [8 empty] | Even | 2 | 3 | 4 | 5 | 6 | 7 | 8 | 9 | 10
0 | 3000 | 1 |  | 3000 | 1 |  | CBAL2-0-2-4 | 1 | 0 | 35 | 0.71 | 10 | Even |  | 8 | 5
[30 empty] | 0 | 5 | 10 | 15 | 20 | 25 | 30
[10 empty] | 22108.4286 | 399 | [18 empty] | No | Yes
[19 empty] | 1 | 1 | 0.71429
CFM
|  |  | 1 | 10 | 217 | 750 | 967 | 162.75 | 2831 | 1859.3929 | 0.19 | 1.7 | 15 | 2 | M17
|  |  | 2 | 10 | 217 | 912 | 1129 | 162.75 | 3440 | 2294.3929 | 0.38 | 1.7 | 15 | 2 | M13
|  | NL | 3 | 10 | 217 | 996 | 1213 | 162.75 | 3760 | 2522.9643 | 0.16 | 2.4 | 15 | 3 | M13
|  |  | 4 | 15 | 325.5 | 847 | 1172.5 | 244.125 | 3198 | 2040.1607 | 0.19 | 1.7 | 15 | 2 | M20
|  |  | 5 | 15 | 325.5 | 1026 | 1351.5 | 244.125 | 3871 | 2520.875 | 0.43 | 1.7 | 19 | 2 | M17 |  |  | CBAL2-0-2-2 | 29 | 25 | 0.24 | 15 | 6 | M13 | 542.5 | 2549 | 406.875 | 9619
|  |  | 6 | 15 | 325.5 | 1351 | 1676.5 | 244.125 | 5100 | 3398.7321 | 0.86 | 1.7 | 20 | 2 | M13 |  |  | CBAL2-0-1-2 | 70 | 25 | 0.49 | 18 | 8 | M13 | 542.5 | 3037 | 406.875 | 11456
|  | NL | 7 | 15 | 325.5 | 1208 | 1533.5 | 244.125 | 4559 | 3012.3036 | 0.18 | 2.4 | 15 | 3 | M17 |  |  | CBAL2-0-2-4 | 44 | 30 | 0.34 | 18 | 6 | M13 | 651 | 2747 | 488.25 | 7043 | [8 empty] | 0 | 100% | 0.1 | 1 | 2 pipe (cooling) | 1 | Higher Qty (Best Efficiency) | 1 | 1 per 250 ft² | 250
|  | NL | 8 | 15 | 325.5 | 1472 | 1797.5 | 244.125 | 5554 | 3723.0179 | 0.36 | 2.4 | 16 | 3 | M13 |  |  | CBAL2-0-1-4 | 70 | 25 | 0.49 | 18 | 8 | M13 | 542.5 | 2847 | 406.875 | 7298 | [7 empty] | 4 | 5 | 99% | 0.2 | 2 | 2 pipe (H/C) | 2 | Standard Qty (Good Efficiency) | 2 | 1 per 300 ft² | 300
|  |  | 9 | 15 | 325.5 | 1569 | 1894.5 | 244.125 | 5920 | 3984.4464 | 0.2 | 3.1 | 15 | 4 | M13 |  |  | CBAM-00-4-2 | 30 | 50 | 0.56 | 22 | 4 | M17 | 1085 | 2048 | 813.75 | 7683 | [7 empty] | 5 | 10 | 98% | 0.3 | 3 | 4 pipe (H/C) | 3 | Lower Qty (Less Efficiency) | 3 | 1 per 350 ft² | 350
|  |  | 10 | 20 | 434 | 1057 | 1491 | 325.5 | 3989 | 2523.7857 | 0.23 | 1.7 | 18 | 2 | M23 |  |  | CBAM-00-4-4 | 30 | 50 | 0.56 | 22 | 4 | M17 | 1085 | 1964 | 813.75 | 4530 | [7 empty] | 6 | 15 | 97% | 0.4 |  |  |  |  | 4 | No Minimum | 10000
|  |  | 11 | 20 | 434 | 1139 | 1573 | 325.5 | 4299 | 2745.2143 | 0.34 | 1.7 | 17 | 2 | M20 |  |  | CBAB-00-1-2 | 32 | 30 | 0.43 | 23 | 4 | M23 | 651 | 2368 | 488.25 | 9209 | [7 empty] | 7 | 20 | 96% | 0.5
|  |  | 12 | 20 | 434 | 1416 | 1850 | 325.5 | 5343 | 3490.9286 | 0.76 | 1.7 | 23 | 2 | M17 |  |  | CBAB-00-1-4 | 39 | 35 | 0.59 | 25 | 4 | M23 | 759.5 | 2652 | 569.625 | 8251 | [7 empty] | 8 | 25 | 95%
|  | NL | 13 | 20 | 434 | 1499 | 1933 | 325.5 | 5657 | 3715.2143 | 0.32 | 2.4 | 18 | 3 | M17 |  |  | CBAC-00-1-2 | 32 | 30 | 0.43 | 23 | 4 | M23 | 651 | 2368 | 488.25 | 9209 | [7 empty] | 9 | 30 | 94%
|  | NL | 14 | 20 | 434 | 1819 | 2253 | 325.5 | 6864 | 4577.3571 | 0.63 | 2.4 | 19 | 3 | M13 |  |  | CBAC-00-1-4 | 39 | 35 | 0.59 | 25 | 4 | M23 | 759.5 | 2652 | 569.625 | 8251 | [7 empty] | 10 |  | 93%
|  |  | 15 | 20 | 434 | 1659 | 2093 | 325.5 | 6260 | 4145.9286 | 0.18 | 3.1 | 16 | 4 | M17 |  |  | CBAS-00-1-2 | 42 | 35 | 0.51 | 18 | 4 | M23 | 759.5 | 2462 | 569.625 | 10304 | [9 empty] | 92%
|  |  | 16 | 20 | 434 | 2053 | 2487 | 325.5 | 7746 | 5207.3571 | 0.36 | 3.1 | 17 | 4 | M13 |  |  | CBAS-00-1-4 | 42 | 35 | 0.51 | 18 | 4 | M23 | 759.5 | 2369 | 569.625 | 7181 | [9 empty] | 91%
|  | NL | 17 | 20 | 434 | 2078 | 2512 | 325.5 | 7842 | 5275.9286 | 0.22 | 3.8 | 15 | 5 | M13 |  |  | CBAV-00-1-2 | 40 | 35 | 0.51 | 18 | 4 | M23 | 759.5 | 2462 | 569.625 | 10304 | [9 empty] | 90%
|  |  | 18 | 20 | 434 | 2218 | 2652 | 325.5 | 8370 | 5653.0714 | 0.15 | 4.4 | 15 | 6 | M13 |  |  | CBAV-00-1-4 | 40 | 35 | 0.51 | 18 | 4 | M23 | 759.5 | 2369 | 569.625 | 7181 | [9 empty] | 89%
|  |  | 19 | 25 | 542.5 | 1032 | 1574.5 | 406.875 | 3894 | 2374.5536 | 0.17 | 1.7 | 15 | 2 | M27 |  |  | CBAW-00-1-2 | 87 | 50 | 0.57 | 24 | 6 | M23 | 1085 | 2028 | 813.75 | 7889 | [9 empty] | 88%
|  |  | 20 | 25 | 542.5 | 1355 | 1897.5 | 406.875 | 5112 | 3244.5536 | 0.36 | 1.7 | 20 | 2 | M23 |  |  | CBAW-00-1-4 | 87 | 50 | 0.57 | 24 | 6 | M23 | 1085 | 1948 | 813.75 | 6474 | [9 empty] | 87%
|  |  | 21 | 25 | 542.5 | 1445 | 1987.5 | 406.875 | 5453 | 3488.125 | 0.53 | 1.7 | 19 | 2 | M20 |  |  | CBLV-00-2-2 | 27 | 35 | 0.61 | 23 | 4 | M17 | 759.5 | 2264 | 569.625 | 8804 | [9 empty] | 86%
|  | NL | 22 | 25 | 542.5 | 1414 | 1956.5 | 406.875 | 5336 | 3404.5536 | 0.22 | 2.4 | 15 | 3 | M20 |  |  | CBLV-00-2-4 | 31 | 35 | 0.14 | 15 | 8 | M17 | 759.5 | 2297 | 569.625 | 7148 | [9 empty] | 85%
|  | NL | 23 | 25 | 542.5 | 1778 | 2320.5 | 406.875 | 6710 | 4385.9821 | 0.49 | 2.4 | 21 | 3 | M17 |  |  | CBE2-24-2-2 | 29 | 25 | 0.24 | 15 | 6 | M13 | 542.5 | 2549 | 406.875 | 9619
|  | NL | 24 | 25 | 542.5 | 2326 | 2868.5 | 406.875 | 8774 | 5860.2679 | 0.99 | 2.4 | 22 | 3 | M13 |  |  | CBE2-24-1-2 | 70 | 25 | 0.49 | 18 | 8 | M13 | 542.5 | 3037 | 406.875 | 11456
|  |  | 25 | 25 | 542.5 | 2000 | 2542.5 | 406.875 | 7547 | 4983.8393 | 0.28 | 3.1 | 19 | 4 | M17 |  |  | CBE2-24-2-4 | 44 | 30 | 0.34 | 18 | 6 | M13 | 651 | 2747 | 488.25 | 7043
|  |  | 26 | 25 | 542.5 | 2397 | 2939.5 | 406.875 | 9045 | 6053.8393 | 0.55 | 3.1 | 20 | 4 | M13 |  |  | CBE2-24-1-4 | 70 | 25 | 0.49 | 18 | 8 | M13 | 542.5 | 2847 | 406.875 | 7298
|  | NL | 27 | 25 | 542.5 | 2031 | 2573.5 | 406.875 | 7664 | 5067.4107 | 0.18 | 3.8 | 16 | 5 | M17 |  |  | CBLV-12-2-2 | 57 | 35 | 0.33 | 21 | 8 | M13 | 759.5 | 2244 | 569.625 | 8880
|  | NL | 28 | 25 | 542.5 | 2515 | 3057.5 | 406.875 | 9487 | 6369.5536 | 0.35 | 3.8 | 17 | 5 | M13 |  |  | CBLV-12-1-2 | 130 | 55 | 0.38 | 22 | 8 | M23 | 1193.5 | 1859 | 895.125 | 6454
|  |  | 29 | 25 | 542.5 | 2549 | 3091.5 | 406.875 | 9619 | 6463.8393 | 0.24 | 4.4 | 15 | 6 | M13 | 29 |  | CBLV-12-2-4 | 71 | 40 | 0.19 | 18 | 8 | M17 | 868 | 2196 | 651 | 5543
|  | NL | 30 | 25 | 542.5 | 2923 | 3465.5 | 406.875 | 11026 | 7468.8393 | 0.18 | 5.1 | 15 | 7 | M13 |  |  | CBLV-12-1-4 | 154 | 65 | 0.53 | 25 | 8 | M23 | 1410.5 | 1753 | 1057.875 | 5822
|  |  | 31 | 30 | 651 | 1270 | 1921 | 488.25 | 4791 | 2933.8929 | 0.24 | 1.7 | 17 | 2 | M27 |  |  | CBE2-12-2-2 | 57 | 35 | 0.33 | 21 | 8 | M13 | 759.5 | 2244 | 569.625 | 8880
|  |  | 32 | 30 | 651 | 1635 | 2286 | 488.25 | 6170 | 3918.8929 | 0.51 | 1.7 | 23 | 2 | M23 |  |  | CBE2-12-1-2 | 130 | 55 | 0.38 | 22 | 8 | M23 | 1193.5 | 1859 | 895.125 | 6454
|  |  | 33 | 30 | 651 | 1715 | 2366 | 488.25 | 6472 | 4134.6071 | 0.76 | 1.7 | 22 | 2 | M20 |  |  | CBE2-12-2-4 | 71 | 40 | 0.19 | 18 | 8 | M17 | 868 | 2196 | 651 | 5543
|  | NL | 34 | 30 | 651 | 1546 | 2197 | 488.25 | 5832 | 3677.4643 | 0.21 | 2.4 | 19 | 3 | M23 |  |  | CBE2-12-1-4 | 154 | 65 | 0.53 | 25 | 8 | M23 | 1410.5 | 1753 | 1057.875 | 5822
|  | NL | 35 | 30 | 651 | 1681 | 2332 | 488.25 | 6341 | 4041.0357 | 0.32 | 2.4 | 17 | 3 | M20
|  | NL | 36 | 30 | 651 | 2173 | 2824 | 488.25 | 8197 | 5366.75 | 0.71 | 2.4 | 23 | 3 | M17
|  | NL | 37 | 30 | 651 | 2173 | 2824 | 488.25 | 8197 | 5366.75 | 0.71 | 2.4 | 23 | 3 | M17
|  |  | 38 | 30 | 651 | 1742 | 2393 | 488.25 | 6571 | 4205.3214 | 0.18 | 3.1 | 15 | 4 | M20 |  |  |  | CFM Compromised Selection Results | [5 empty] | Cool |  | Heat
|  |  | 39 | 30 | 651 | 2271 | 2922 | 488.25 | 8568 | 5631.75 | 0.4 | 3.1 | 21 | 4 | M17 |  |  |  | Selection Row | CFM | PD | Noise | L | Nozzle | Air Cooling | Water Cooling | Air heat | Water heat
|  |  | 40 | 30 | 651 | 2824 | 3475 | 488.25 | 10655 | 7122.4643 | 0.8 | 3.1 | 22 | 4 | M13 |  |  | CBAL2-0-2-2 | 0 | #N/A | #N/A | #N/A | #N/A | #N/A | #N/A | #N/A | #N/A | #N/A
|  | NL | 41 | 30 | 651 | 2374 | 3025 | 488.25 | 8956 | 5908.8929 | 0.25 | 3.8 | 19 | 5 | M17 |  |  | CBAL2-0-1-2 | 88 | 30 | 0.62 | 22 | 6 | M17 | 651 | 2416 | 488.25 | 9115
|  | NL | 42 | 30 | 651 | 2903 | 3554 | 488.25 | 10954 | 7336.0357 | 0.5 | 3.8 | 20 | 5 | M13 |  |  | CBAL2-0-2-4 | 56 | 35 | 0.54 | 23 | 4 | M17 | 759.5 | 2407 | 569.625 | 6171
|  |  | 43 | 30 | 651 | 2416 | 3067 | 488.25 | 9115 | 6022.4643 | 0.18 | 4.4 | 17 | 6 | M17 | 43 |  | CBAL2-0-1-4 | 0 | #N/A | #N/A | #N/A | #N/A | #N/A | #N/A | #N/A | #N/A | #N/A
|  |  | 44 | 30 | 651 | 2930 | 3581 | 488.25 | 11056 | 7408.8929 | 0.34 | 4.4 | 18 | 6 | M13 | 44 |  | CBAM-00-4-2 | 0 | #N/A | #N/A | #N/A | #N/A | #N/A | #N/A | #N/A | #N/A | #N/A
|  | NL | 45 | 30 | 651 | 3304 | 3955 | 488.25 | 12465 | 8415.3214 | 0.25 | 5.1 | 17 | 7 | M13 |  |  | CBAM-00-4-4 | 0 | #N/A | #N/A | #N/A | #N/A | #N/A | #N/A | #N/A | #N/A | #N/A
|  |  | 46 | 30 | 651 | 3487 | 4138 | 488.25 | 13156 | 8908.8929 | 0.2 | 5.8 | 16 | 8 | M13 | 46 |  | CBAB-00-1-2 | 0 | #N/A | #N/A | #N/A | #N/A | #N/A | #N/A | #N/A | #N/A | #N/A
|  |  | 47 | 35 | 759.5 | 1216 | 1975.5 | 569.625 | 4587 | 2706.8036 | 0.2 | 1.7 | 17 | 2 | M31 |  |  | CBAB-00-1-4 | 39 | 35 | 0.59 | 25 | 4 | M23 | 759.5 | 2652 | 569.625 | 8251
|  |  | 48 | 35 | 759.5 | 1487 | 2246.5 | 569.625 | 5612 | 3438.9464 | 0.33 | 1.7 | 19 | 2 | M27 |  |  | CBAC-00-1-2 | 0 | #N/A | #N/A | #N/A | #N/A | #N/A | #N/A | #N/A | #N/A | #N/A
|  |  | 49 | 35 | 759.5 | 1851 | 2610.5 | 569.625 | 6984 | 4418.9464 | 0.69 | 1.7 | 25 | 2 | M23 |  |  | CBAC-00-1-4 | 39 | 35 | 0.59 | 25 | 4 | M23 | 759.5 | 2652 | 569.625 | 8251
|  |  | 50 | 35 | 759.5 | 1929 | 2688.5 | 569.625 | 7278 | 4628.9464 | 1.03 | 1.7 | 24 | 2 | M20 |  |  | CBAS-00-1-2 | 42 | 35 | 0.51 | 18 | 4 | M23 | 759.5 | 2462 | 569.625 | 10304
|  | NL | 51 | 35 | 759.5 | 1829 | 2588.5 | 569.625 | 6900 | 4358.9464 | 0.29 | 2.4 | 21 | 3 | M23 |  |  | CBAS-00-1-4 | 42 | 35 | 0.51 | 18 | 4 | M23 | 759.5 | 2369 | 569.625 | 7181
|  | NL | 52 | 35 | 759.5 | 1996 | 2755.5 | 569.625 | 7533 | 4811.0893 | 0.43 | 2.4 | 19 | 3 | M20 |  |  | CBAV-00-1-2 | 40 | 35 | 0.51 | 18 | 4 | M23 | 759.5 | 2462 | 569.625 | 10304
|  | NL | 53 | 35 | 759.5 | 2564 | 3323.5 | 569.625 | 9673 | 6339.6607 | 0.96 | 2.4 | 25 | 3 | M17 |  |  | CBAV-00-1-4 | 40 | 35 | 0.51 | 18 | 4 | M23 | 759.5 | 2369 | 569.625 | 7181
|  | NL | 54 | 35 | 759.5 | 2564 | 3323.5 | 569.625 | 9673 | 6339.6607 | 0.96 | 2.4 | 25 | 3 | M17 |  |  | CBAW-00-1-2 | 87 | 50 | 0.57 | 24 | 6 | M23 | 1085 | 2028 | 813.75 | 7889
|  |  | 55 | 35 | 759.5 | 1930 | 2689.5 | 569.625 | 7281 | 4631.0893 | 0.24 | 3.1 | 17 | 4 | M20 |  |  | CBAW-00-1-4 | 87 | 50 | 0.57 | 24 | 6 | M23 | 1085 | 1948 | 813.75 | 6474
|  |  | 56 | 35 | 759.5 | 2568 | 3327.5 | 569.625 | 9687 | 6349.6607 | 0.54 | 3.1 | 23 | 4 | M17 | 56 |  | CBLV-00-2-2 | 27 | 35 | 0.61 | 23 | 4 | M17 | 759.5 | 2264 | 569.625 | 8804
|  | NL | 57 | 35 | 759.5 | 2692 | 3451.5 | 569.625 | 10158 | 6686.0893 | 0.34 | 3.8 | 21 | 5 | M17 |  |  | CBLV-00-2-4 | 31 | 35 | 0.14 | 15 | 8 | M17 | 759.5 | 2297 | 569.625 | 7148
|  | NL | 58 | 35 | 759.5 | 3248 | 4007.5 | 569.625 | 12252 | 8181.8036 | 0.68 | 3.8 | 22 | 5 | M13 |  |  | CBE2-24-2-2 | 0 | #N/A | #N/A | #N/A | #N/A | #N/A | #N/A | #N/A | #N/A | #N/A
|  |  | 59 | 35 | 759.5 | 2697 | 3456.5 | 569.625 | 10177 | 6699.6607 | 0.24 | 4.4 | 19 | 6 | M17 | 59 |  | CBE2-24-1-2 | 88 | 30 | 0.62 | 22 | 6 | M17 | 651 | 2416 | 488.25 | 9115
|  |  | 60 | 35 | 759.5 | 3349 | 4108.5 | 569.625 | 12636 | 8456.0893 | 0.46 | 4.4 | 20 | 6 | M13 | 60 |  | CBE2-24-2-4 | 56 | 35 | 0.54 | 23 | 4 | M17 | 759.5 | 2407 | 569.625 | 6171
|  | NL | 61 | 35 | 759.5 | 3064 | 3823.5 | 569.625 | 11558 | 7686.0893 | 0.18 | 5.1 | 18 | 7 | M17 |  |  | CBE2-24-1-4 | 0 | #N/A | #N/A | #N/A | #N/A | #N/A | #N/A | #N/A | #N/A | #N/A
|  | NL | 62 | 35 | 759.5 | 3660 | 4419.5 | 569.625 | 13808 | 9293.2321 | 0.35 | 5.1 | 19 | 7 | M13 |  |  | CBLV-12-2-2 | 0 | #N/A | #N/A | #N/A | #N/A | #N/A | #N/A | #N/A | #N/A | #N/A
|  |  | 63 | 35 | 759.5 | 3892 | 4651.5 | 569.625 | 14683 | 9918.2321 | 0.27 | 5.8 | 18 | 8 | M13 | 63 |  | CBLV-12-1-2 | 0 | #N/A | #N/A | #N/A | #N/A | #N/A | #N/A | #N/A | #N/A | #N/A
|  |  | 64 | 35 | 759.5 | 4173 | 4932.5 | 569.625 | 15743 | 10675.375 | 0.18 | 7.2 | 16 | 10 | M13 |  |  | CBLV-12-2-4 | 84 | 45 | 0.4 | 21 | 6 | M17 | 976.5 | 2061 | 732.375 | 5203
|  |  | 65 | 40 | 868 | 1405 | 2273 | 651 | 5300 | 3134.7143 | 0.26 | 1.7 | 18 | 2 | M31 |  |  | CBLV-12-1-4 | 0 | #N/A | #N/A | #N/A | #N/A | #N/A | #N/A | #N/A | #N/A | #N/A
|  |  | 66 | 40 | 868 | 1679 | 2547 | 651 | 6334 | 3873.2857 | 0.43 | 1.7 | 21 | 2 | M27 |  |  | CBE2-12-2-2 | 0 | #N/A | #N/A | #N/A | #N/A | #N/A | #N/A | #N/A | #N/A | #N/A
|  |  | 67 | 40 | 868 | 2020 | 2888 | 651 | 7620 | 4791.8571 | 0.9 | 1.7 | 27 | 2 | M23 |  |  | CBE2-12-1-2 | 0 | #N/A | #N/A | #N/A | #N/A | #N/A | #N/A | #N/A | #N/A | #N/A
|  | NL | 68 | 40 | 868 | 1639 | 2507 | 651 | 6186 | 3767.5714 | 0.18 | 2.4 | 17 | 3 | M27 |  |  | CBE2-12-2-4 | 84 | 45 | 0.4 | 21 | 6 | M17 | 976.5 | 2061 | 732.375 | 5203
|  | NL | 69 | 40 | 868 | 2121 | 2989 | 651 | 8002 | 5064.7143 | 0.38 | 2.4 | 22 | 3 | M23 |  |  | CBE2-12-1-4 | 0 | #N/A | #N/A | #N/A | #N/A | #N/A | #N/A | #N/A | #N/A | #N/A
|  | NL | 70 | 40 | 868 | 2295 | 3163 | 651 | 8660 | 5534.7143 | 0.56 | 2.4 | 21 | 3 | M20
|  |  | 71 | 40 | 868 | 2011 | 2879 | 651 | 7586 | 4767.5714 | 0.21 | 3.1 | 20 | 4 | M23
|  |  | 72 | 40 | 868 | 2174 | 3042 | 651 | 8202 | 5207.5714 | 0.32 | 3.1 | 19 | 4 | M20 | 72
|  |  | 73 | 40 | 868 | 2970 | 3838 | 651 | 11206 | 7353.2857 | 0.7 | 3.1 | 25 | 4 | M17 | 73
|  | NL | 74 | 40 | 868 | 2298 | 3166 | 651 | 8668 | 5540.4286 | 0.2 | 3.8 | 17 | 5 | M20
|  | NL | 75 | 40 | 868 | 2962 | 3830 | 651 | 11175 | 7331.1429 | 0.44 | 3.8 | 22 | 5 | M17
|  | NL | 76 | 40 | 868 | 3810 | 4678 | 651 | 14375 | 9616.8571 | 0.88 | 3.8 | 24 | 5 | M13
|  |  | 77 | 40 | 868 | 3026 | 3894 | 651 | 11416 | 7503.2857 | 0.31 | 4.4 | 21 | 6 | M17 | 77
|  |  | 78 | 40 | 868 | 3727 | 4595 | 651 | 14062 | 9393.2857 | 0.6 | 4.4 | 22 | 6 | M13 | 78
|  | NL | 79 | 40 | 868 | 3359 | 4227 | 651 | 12671 | 8399.7143 | 0.23 | 5.1 | 20 | 7 | M17
|  | NL | 80 | 40 | 868 | 3997 | 4865 | 651 | 15079 | 10119.7143 | 0.45 | 5.1 | 20 | 7 | M13
|  |  | 81 | 40 | 868 | 3633 | 4501 | 651 | 13705 | 9138.2857 | 0.18 | 5.8 | 18 | 8 | M17 | 81
|  |  | 82 | 40 | 868 | 4199 | 5067 | 651 | 15842 | 10664.7143 | 0.35 | 5.8 | 19 | 8 | M13 | 82
|  |  | 83 | 40 | 868 | 4565 | 5433 | 651 | 17220 | 11649 | 0.23 | 7.2 | 18 | 10 | M13
|  |  | 84 | 45 | 976.5 | 1587 | 2563.5 | 732.375 | 5988 | 3544.7679 | 0.32 | 1.7 | 20 | 2 | M31 |  |  |  | Selection Sent Back to Selection Sheet
|  |  | 85 | 45 | 976.5 | 1849 | 2825.5 | 732.375 | 6978 | 4251.9107 | 0.54 | 1.7 | 22 | 2 | M27 |  |  |  | Selection Row | CFM | PD | Noise | L | Nozzle
|  | NL | 86 | 45 | 976.5 | 1868 | 2844.5 | 732.375 | 7049 | 4302.625 | 0.23 | 2.4 | 18 | 3 | M27 |  |  | 1 | 29 | 25 | 0.24 | 15 | 6 | M13 | 542.5 | 2549 | 406.875 | 9619 | CBAL2-0-2-2
|  | NL | 87 | 45 | 976.5 | 2390 | 3366.5 | 732.375 | 9018 | 5709.0536 | 0.48 | 2.4 | 24 | 3 | M23 |  |  | 2 | 88 | 30 | 0.62 | 22 | 6 | M17 | 651 | 2416 | 488.25 | 9115 | CBAL2-0-1-2
|  | NL | 88 | 45 | 976.5 | 2589 | 3565.5 | 732.375 | 9768 | 6244.7679 | 0.7 | 2.4 | 23 | 3 | M20 |  |  | 3 | 56 | 35 | 0.54 | 23 | 4 | M17 | 759.5 | 2407 | 569.625 | 6171 | CBAL2-0-2-4
|  |  | 89 | 45 | 976.5 | 2284 | 3260.5 | 732.375 | 8616 | 5421.9107 | 0.27 | 3.1 | 22 | 4 | M23 | 89 |  | 4 | 70 | 25 | 0.49 | 18 | 8 | M13 | 542.5 | 2847 | 406.875 | 7298 | CBAL2-0-1-4
|  |  | 90 | 45 | 976.5 | 2472 | 3448.5 | 732.375 | 9328 | 5930.4821 | 0.4 | 3.1 | 20 | 4 | M20 | 90 |  | 5 | 30 | 50 | 0.56 | 22 | 4 | M17 | 1085 | 2048 | 813.75 | 7683 | CBAM-00-4-2
|  |  | 91 | 45 | 976.5 | 3382 | 4358.5 | 732.375 | 12759 | 8381.1964 | 0.89 | 3.1 | 26 | 4 | M17 |  |  | 6 | 30 | 50 | 0.56 | 22 | 4 | M17 | 1085 | 1964 | 813.75 | 4530 | CBAM-00-4-4
|  | NL | 92 | 45 | 976.5 | 2333 | 3309.5 | 732.375 | 8801 | 5554.0536 | 0.17 | 3.8 | 20 | 5 | M23 |  |  | 7 | 32 | 30 | 0.43 | 23 | 4 | M23 | 651 | 2368 | 488.25 | 9209 | CBAB-00-1-2
|  | NL | 93 | 45 | 976.5 | 2499 | 3475.5 | 732.375 | 9429 | 6002.625 | 0.25 | 3.8 | 18 | 5 | M20 |  |  | 8 | 39 | 35 | 0.59 | 25 | 4 | M23 | 759.5 | 2652 | 569.625 | 8251 | CBAB-00-1-4
|  | NL | 94 | 45 | 976.5 | 3300 | 4276.5 | 732.375 | 12450 | 8160.4821 | 0.56 | 3.8 | 24 | 5 | M17 |  |  | 9 | 32 | 30 | 0.43 | 23 | 4 | M23 | 651 | 2368 | 488.25 | 9209 | CBAC-00-1-2
|  |  | 95 | 45 | 976.5 | 2598 | 3574.5 | 732.375 | 9800 | 6267.625 | 0.18 | 4.4 | 17 | 6 | M20 | 95 |  | 10 | 39 | 35 | 0.59 | 25 | 4 | M23 | 759.5 | 2652 | 569.625 | 8251 | CBAC-00-1-4
|  |  | 96 | 45 | 976.5 | 3341 | 4317.5 | 732.375 | 12604 | 8270.4821 | 0.39 | 4.4 | 22 | 6 | M17 | 96 |  | 11 | 42 | 35 | 0.51 | 18 | 4 | M23 | 759.5 | 2462 | 569.625 | 10304 | CBAS-00-1-2
|  |  | 97 | 45 | 976.5 | 4212 | 5188.5 | 732.375 | 15891 | 10618.3393 | 0.76 | 4.4 | 23 | 6 | M13 |  |  | 12 | 42 | 35 | 0.51 | 18 | 4 | M23 | 759.5 | 2369 | 569.625 | 7181 | CBAS-00-1-4
|  | NL | 98 | 45 | 976.5 | 3622 | 4598.5 | 732.375 | 13664 | 9027.625 | 0.29 | 5.1 | 21 | 7 | M17 |  |  | 13 | 40 | 35 | 0.51 | 18 | 4 | M23 | 759.5 | 2462 | 569.625 | 10304 | CBAV-00-1-2
|  | NL | 99 | 45 | 976.5 | 4360 | 5336.5 | 732.375 | 16448 | 11016.1964 | 0.57 | 5.1 | 22 | 7 | M13 |  |  | 14 | 40 | 35 | 0.51 | 18 | 4 | M23 | 759.5 | 2369 | 569.625 | 7181 | CBAV-00-1-4
|  |  | 100 | 45 | 976.5 | 3957 | 4933.5 | 732.375 | 14927 | 9929.7679 | 0.22 | 5.8 | 20 | 8 | M17 | 100 |  | 15 | 87 | 50 | 0.57 | 24 | 6 | M23 | 1085 | 2028 | 813.75 | 7889 | CBAW-00-1-2
|  |  | 101 | 45 | 976.5 | 4437 | 5413.5 | 732.375 | 16740 | 11224.7679 | 0.44 | 5.8 | 21 | 8 | M13 | 101 |  | 16 | 87 | 50 | 0.57 | 24 | 6 | M23 | 1085 | 1948 | 813.75 | 6474 | CBAW-00-1-4
|  |  | 102 | 45 | 976.5 | 4956 | 5932.5 | 732.375 | 18698 | 12623.3393 | 0.29 | 7.2 | 19 | 10 | M13 |  |  | 17 | 27 | 35 | 0.61 | 23 | 4 | M17 | 759.5 | 2264 | 569.625 | 8804 | CBLV-00-2-2
|  |  | 103 | 50 | 1085 | 1750 | 2835 | 813.75 | 6602 | 3901.9643 | 0.4 | 1.7 | 21 | 2 | M31 |  |  | 18 | 31 | 35 | 0.14 | 15 | 8 | M17 | 759.5 | 2297 | 569.625 | 7148 | CBLV-00-2-4
|  |  | 104 | 50 | 1085 | 1972 | 3057 | 813.75 | 7438 | 4499.1071 | 0.67 | 1.7 | 24 | 2 | M27 | 104 |  | 19 | 29 | 25 | 0.24 | 15 | 6 | M13 | 542.5 | 2549 | 406.875 | 9619 | CBE2-24-2-2
|  | NL | 105 | 50 | 1085 | 2098 | 3183 | 813.75 | 7917 | 4841.25 | 0.28 | 2.4 | 20 | 3 | M27 |  |  | 20 | 88 | 30 | 0.62 | 22 | 6 | M17 | 542.5 | 3037 | 406.875 | 11456 | CBE2-24-1-2
|  | NL | 106 | 50 | 1085 | 2655 | 3740 | 813.75 | 10017 | 6341.25 | 0.59 | 2.4 | 25 | 3 | M23 |  |  | 21 | 56 | 35 | 0.54 | 23 | 4 | M17 | 651 | 2747 | 488.25 | 7043 | CBE2-24-2-4
|  | NL | 107 | 50 | 1085 | 2828 | 3913 | 813.75 | 10670 | 6807.6786 | 0.87 | 2.4 | 24 | 3 | M20 |  |  | 22 | 70 | 25 | 0.49 | 18 | 8 | M13 | 542.5 | 2847 | 406.875 | 7298 | CBE2-24-1-4
|  |  | 108 | 50 | 1085 | 2563 | 3648 | 813.75 | 9670 | 6093.3929 | 0.33 | 3.1 | 23 | 4 | M23 | 108 |  | 23 | 57 | 35 | 0.33 | 21 | 8 | M13 | 759.5 | 2244 | 569.625 | 8880 | CBLV-12-2-2
|  |  | 109 | 50 | 1085 | 2777 | 3862 | 813.75 | 10475 | 6668.3929 | 0.49 | 3.1 | 22 | 4 | M20 | 109 |  | 24 | 130 | 55 | 0.38 | 22 | 8 | M23 | 1193.5 | 1859 | 895.125 | 6454 | CBLV-12-1-2
|  | NL | 110 | 50 | 1085 | 2517 | 3602 | 813.75 | 9496 | 5969.1071 | 0.21 | 3.8 | 21 | 5 | M23 |  |  | 25 | 84 | 45 | 0.4 | 21 | 6 | M17 | 868 | 2196 | 651 | 5543 | CBLV-12-2-4
|  | NL | 111 | 50 | 1085 | 2753 | 3838 | 813.75 | 10388 | 6606.25 | 0.31 | 3.8 | 19 | 5 | M20 |  |  | 26 | 154 | 65 | 0.53 | 25 | 8 | M23 | 1410.5 | 1753 | 1057.875 | 5822 | CBLV-12-1-4
|  | NL | 112 | 50 | 1085 | 3741 | 4826 | 813.75 | 14112 | 9266.25 | 0.69 | 3.8 | 25 | 5 | M17 |  |  | 27 | 57 | 35 | 0.33 | 21 | 8 | M13 | 759.5 | 2244 | 569.625 | 8880 | CBE2-12-2-2
|  |  | 113 | 50 | 1085 | 2838 | 3923 | 813.75 | 10708 | 6834.8214 | 0.22 | 4.4 | 18 | 6 | M20 | 113 |  | 28 | 130 | 55 | 0.38 | 22 | 8 | M23 | 1193.5 | 1859 | 895.125 | 6454 | CBE2-12-1-2
|  |  | 114 | 50 | 1085 | 3637 | 4722 | 813.75 | 13721 | 8986.9643 | 0.48 | 4.4 | 24 | 6 | M17 | 114 |  | 29 | 84 | 45 | 0.4 | 21 | 6 | M17 | 868 | 2196 | 651 | 5543 | CBE2-12-2-4
|  |  | 115 | 50 | 1085 | 4821 | 5906 | 813.75 | 18189 | 12178.3929 | 0.94 | 4.4 | 24 | 6 | M13 |  |  | 30 | 154 | 65 | 0.53 | 25 | 8 | M23 | 1410.5 | 1753 | 1057.875 | 5822 | CBE2-12-1-4
|  | NL | 116 | 50 | 1085 | 2996 | 4081 | 813.75 | 11303 | 7259.8214 | 0.17 | 5.1 | 17 | 7 | M20
|  | NL | 117 | 50 | 1085 | 3885 | 4970 | 813.75 | 14658 | 9656.25 | 0.36 | 5.1 | 23 | 7 | M17
|  | NL | 118 | 50 | 1085 | 4732 | 5817 | 813.75 | 17853 | 11938.3929 | 0.7 | 5.1 | 23 | 7 | M13
|  |  | 119 | 50 | 1085 | 4162 | 5247 | 813.75 | 15703 | 10402.6786 | 0.28 | 5.8 | 21 | 8 | M17 | 119
|  |  | 120 | 50 | 1085 | 4721 | 5806 | 813.75 | 17810 | 11907.6786 | 0.54 | 5.8 | 22 | 8 | M13 | 120
|  |  | 121 | 50 | 1085 | 4448 | 5533 | 813.75 | 16779 | 11171.25 | 0.19 | 7.2 | 21 | 10 | M17
|  |  | 122 | 50 | 1085 | 5222 | 6307 | 813.75 | 19702 | 13259.1071 | 0.36 | 7.2 | 21 | 10 | M13
|  |  | 123 | 55 | 1193.5 | 1890 | 3083.5 | 895.125 | 7131 | 4198.4464 | 0.48 | 1.7 | 22 | 2 | M31 | 123
|  |  | 124 | 55 | 1193.5 | 2093 | 3286.5 | 895.125 | 7896 | 4744.875 | 0.81 | 1.7 | 25 | 2 | M27
|  | NL | 125 | 55 | 1193.5 | 1857 | 3050.5 | 895.125 | 7007 | 4109.875 | 0.2 | 2.4 | 18 | 3 | M31
|  | NL | 126 | 55 | 1193.5 | 2311 | 3504.5 | 895.125 | 8720 | 5333.4464 | 0.34 | 2.4 | 21 | 3 | M27
|  | NL | 127 | 55 | 1193.5 | 2864 | 4057.5 | 895.125 | 10805 | 6822.7321 | 0.71 | 2.4 | 26 | 3 | M23
|  | NL | 128 | 55 | 1193.5 | 3049 | 4242.5 | 895.125 | 11503 | 7321.3036 | 1.05 | 2.4 | 25 | 3 | M20
|  |  | 129 | 55 | 1193.5 | 2168 | 3361.5 | 895.125 | 8179 | 4947.0179 | 0.19 | 3.1 | 19 | 4 | M27 | 129
|  |  | 130 | 55 | 1193.5 | 2845 | 4038.5 | 895.125 | 10733 | 6771.3036 | 0.4 | 3.1 | 24 | 4 | M23 | 130
|  |  | 131 | 55 | 1193.5 | 3060 | 4253.5 | 895.125 | 11543 | 7349.875 | 0.59 | 3.1 | 23 | 4 | M20 | 131
|  | NL | 132 | 55 | 1193.5 | 2783 | 3976.5 | 895.125 | 10498 | 6603.4464 | 0.26 | 3.8 | 22 | 5 | M23
|  | NL | 133 | 55 | 1193.5 | 3084 | 4277.5 | 895.125 | 11637 | 7417.0179 | 0.37 | 3.8 | 21 | 5 | M20
|  | NL | 134 | 55 | 1193.5 | 4196 | 5389.5 | 895.125 | 15831 | 10412.7321 | 0.83 | 3.8 | 26 | 5 | M17
|  |  | 135 | 55 | 1193.5 | 2796 | 3989.5 | 895.125 | 10550 | 6640.5893 | 0.18 | 4.4 | 21 | 6 | M23 | 135
|  |  | 136 | 55 | 1193.5 | 3064 | 4257.5 | 895.125 | 11561 | 7362.7321 | 0.27 | 4.4 | 20 | 6 | M20 | 136
|  |  | 137 | 55 | 1193.5 | 4024 | 5217.5 | 895.125 | 15182 | 9949.1607 | 0.58 | 4.4 | 25 | 6 | M17 | 137
|  | NL | 138 | 55 | 1193.5 | 3192 | 4385.5 | 895.125 | 12042 | 7706.3036 | 0.2 | 5.1 | 19 | 7 | M20
|  | NL | 139 | 55 | 1193.5 | 4172 | 5365.5 | 895.125 | 15739 | 10347.0179 | 0.43 | 5.1 | 24 | 7 | M17
|  | NL | 140 | 55 | 1193.5 | 5313 | 6506.5 | 895.125 | 20044 | 13422.0179 | 0.84 | 5.1 | 24 | 7 | M13
|  |  | 141 | 55 | 1193.5 | 4353 | 5546.5 | 895.125 | 16422 | 10834.875 | 0.33 | 5.8 | 23 | 8 | M17 | 141
|  |  | 142 | 55 | 1193.5 | 5057 | 6250.5 | 895.125 | 19077 | 12731.3036 | 0.66 | 5.8 | 23 | 8 | M13 | 142
|  |  | 143 | 55 | 1193.5 | 4755 | 5948.5 | 895.125 | 17937 | 11917.0179 | 0.23 | 7.2 | 22 | 10 | M17
|  |  | 144 | 55 | 1193.5 | 5406 | 6599.5 | 895.125 | 20396 | 13673.4464 | 0.43 | 7.2 | 22 | 10 | M13
|  |  | 145 | 60 | 1302 | 2013 | 3315 | 976.5 | 7595 | 4448.5 | 0.57 | 1.7 | 23 | 2 | M31 | 145
|  |  | 146 | 60 | 1302 | 2212 | 3514 | 976.5 | 8346 | 4984.9286 | 0.96 | 1.7 | 26 | 2 | M27
|  | NL | 147 | 60 | 1302 | 2050 | 3352 | 976.5 | 7736 | 4549.2143 | 0.24 | 2.4 | 19 | 3 | M31
|  | NL | 148 | 60 | 1302 | 2527 | 3829 | 976.5 | 9533 | 5832.7857 | 0.4 | 2.4 | 22 | 3 | M27
|  | NL | 149 | 60 | 1302 | 3065 | 4367 | 976.5 | 11563 | 7282.7857 | 0.84 | 2.4 | 28 | 3 | M23
|  |  | 150 | 60 | 1302 | 2384 | 3686 | 976.5 | 8993 | 5447.0714 | 0.23 | 3.1 | 20 | 4 | M27 | 150
|  |  | 151 | 60 | 1302 | 3103 | 4405 | 976.5 | 11709 | 7387.0714 | 0.48 | 3.1 | 25 | 4 | M23 | 151
|  |  | 152 | 60 | 1302 | 3337 | 4639 | 976.5 | 12589 | 8015.6429 | 0.7 | 3.1 | 24 | 4 | M20 | 152
|  | NL | 153 | 60 | 1302 | 3085 | 4387 | 976.5 | 11641 | 7338.5 | 0.31 | 3.8 | 23 | 5 | M23
|  | NL | 154 | 60 | 1302 | 3424 | 4726 | 976.5 | 12919 | 8251.3571 | 0.44 | 3.8 | 22 | 5 | M20
|  | NL | 155 | 60 | 1302 | 4612 | 5914 | 976.5 | 17401 | 11452.7857 | 0.99 | 3.8 | 28 | 5 | M17
|  |  | 156 | 60 | 1302 | 3000 | 4302 | 976.5 | 11318 | 7107.7857 | 0.22 | 4.4 | 22 | 6 | M23 | 156
|  |  | 157 | 60 | 1302 | 3330 | 4632 | 976.5 | 12563 | 7997.0714 | 0.32 | 4.4 | 21 | 6 | M20 | 157
|  |  | 158 | 60 | 1302 | 4501 | 5803 | 976.5 | 16982 | 11153.5 | 0.69 | 4.4 | 26 | 6 | M17 | 158
|  | NL | 159 | 60 | 1302 | 3401 | 4703 | 976.5 | 12831 | 8188.5 | 0.24 | 5.1 | 20 | 7 | M20
|  | NL | 160 | 60 | 1302 | 4463 | 5765 | 976.5 | 16838 | 11050.6429 | 0.51 | 5.1 | 25 | 7 | M17
|  | NL | 161 | 60 | 1302 | 5920 | 7222 | 976.5 | 22334 | 14976.3571 | 1 | 5.1 | 26 | 7 | M13
|  |  | 162 | 60 | 1302 | 3629 | 4931 | 976.5 | 13690 | 8802.0714 | 0.19 | 5.8 | 19 | 8 | M20 | 162
|  |  | 163 | 60 | 1302 | 4565 | 5867 | 976.5 | 17223 | 11325.6429 | 0.39 | 5.8 | 24 | 8 | M17 | 163
|  |  | 164 | 60 | 1302 | 5471 | 6773 | 976.5 | 20638 | 13764.9286 | 0.78 | 5.8 | 25 | 8 | M13
|  |  | 165 | 60 | 1302 | 4988 | 6290 | 976.5 | 18818 | 12464.9286 | 0.27 | 7.2 | 23 | 10 | M17
|  |  | 166 | 60 | 1302 | 5590 | 6892 | 976.5 | 21089 | 14087.0714 | 0.51 | 7.2 | 23 | 10 | M13
|  |  | 167 | 65 | 1410.5 | 2113 | 3523.5 | 1057.875 | 7974 | 4637.8393 | 0.67 | 1.7 | 24 | 2 | M31 | 167
|  | NL | 168 | 65 | 1410.5 | 2234 | 3644.5 | 1057.875 | 8427 | 4961.4107 | 0.28 | 2.4 | 20 | 3 | M31
|  | NL | 169 | 65 | 1410.5 | 2710 | 4120.5 | 1057.875 | 10223 | 6244.2679 | 0.47 | 2.4 | 23 | 3 | M27
|  | NL | 170 | 65 | 1410.5 | 3212 | 4622.5 | 1057.875 | 12119 | 7598.5536 | 0.99 | 2.4 | 29 | 3 | M23
|  |  | 171 | 65 | 1410.5 | 2604 | 4014.5 | 1057.875 | 9824 | 5959.2679 | 0.27 | 3.1 | 21 | 4 | M27 | 171
|  |  | 172 | 65 | 1410.5 | 3361 | 4771.5 | 1057.875 | 12681 | 7999.9821 | 0.56 | 3.1 | 26 | 4 | M23 | 172
|  |  | 173 | 65 | 1410.5 | 3607 | 5017.5 | 1057.875 | 13609 | 8662.8393 | 0.82 | 3.1 | 25 | 4 | M20
|  | NL | 174 | 65 | 1410.5 | 2577 | 3987.5 | 1057.875 | 9723 | 5887.125 | 0.18 | 3.8 | 20 | 5 | M27
|  | NL | 175 | 65 | 1410.5 | 3398 | 4808.5 | 1057.875 | 12821 | 8099.9821 | 0.36 | 3.8 | 24 | 5 | M23
|  | NL | 176 | 65 | 1410.5 | 3769 | 5179.5 | 1057.875 | 14219 | 9098.5536 | 0.52 | 3.8 | 23 | 5 | M20
|  |  | 177 | 65 | 1410.5 | 3254 | 4664.5 | 1057.875 | 12276 | 7710.6964 | 0.25 | 4.4 | 23 | 6 | M23 | 177
|  |  | 178 | 65 | 1410.5 | 3694 | 5104.5 | 1057.875 | 13938 | 8897.8393 | 0.37 | 4.4 | 22 | 6 | M20 | 178
|  |  | 179 | 65 | 1410.5 | 4991 | 6401.5 | 1057.875 | 18827 | 12389.9821 | 0.81 | 4.4 | 27 | 6 | M17
|  | NL | 180 | 65 | 1410.5 | 3257 | 4667.5 | 1057.875 | 12287 | 7718.5536 | 0.19 | 5.1 | 22 | 7 | M23
|  | NL | 181 | 65 | 1410.5 | 3617 | 5027.5 | 1057.875 | 13647 | 8689.9821 | 0.28 | 5.1 | 21 | 7 | M20
|  | NL | 182 | 65 | 1410.5 | 4860 | 6270.5 | 1057.875 | 18334 | 12037.8393 | 0.6 | 5.1 | 26 | 7 | M17
|  |  | 183 | 65 | 1410.5 | 3773 | 5183.5 | 1057.875 | 14233 | 9108.5536 | 0.22 | 5.8 | 20 | 8 | M20 | 183
|  |  | 184 | 65 | 1410.5 | 4834 | 6244.5 | 1057.875 | 18237 | 11968.5536 | 0.46 | 5.8 | 25 | 8 | M17 | 184
|  |  | 185 | 65 | 1410.5 | 6031 | 7441.5 | 1057.875 | 22754 | 15194.9821 | 0.91 | 5.8 | 26 | 8 | M13
|  |  | 186 | 65 | 1410.5 | 5132 | 6542.5 | 1057.875 | 19362 | 12772.125 | 0.31 | 7.2 | 24 | 10 | M17
|  |  | 187 | 65 | 1410.5 | 5940 | 7350.5 | 1057.875 | 22408 | 14947.8393 | 0.6 | 7.2 | 24 | 10 | M13
|  |  | 188 | 70 | 1519 | 2214 | 3733 | 1139.25 | 8354 | 4827.8929 | 0.78 | 1.7 | 25 | 2 | M31
|  | NL | 189 | 70 | 1519 | 2408 | 3927 | 1139.25 | 9084 | 5349.3214 | 0.33 | 2.4 | 21 | 3 | M31
|  | NL | 190 | 70 | 1519 | 2874 | 4393 | 1139.25 | 10842 | 6605.0357 | 0.55 | 2.4 | 24 | 3 | M27
|  |  | 191 | 70 | 1519 | 2296 | 3815 | 1139.25 | 8662 | 5047.8929 | 0.19 | 3.1 | 20 | 4 | M31 | 191
|  |  | 192 | 70 | 1519 | 2818 | 4337 | 1139.25 | 10632 | 6455.0357 | 0.31 | 3.1 | 22 | 4 | M27 | 192
|  |  | 193 | 70 | 1519 | 3611 | 5130 | 1139.25 | 13622 | 8590.75 | 0.65 | 3.1 | 27 | 4 | M23 | 193
|  |  | 194 | 70 | 1519 | 3819 | 5338 | 1139.25 | 14408 | 9152.1786 | 0.96 | 3.1 | 26 | 4 | M20
|  | NL | 195 | 70 | 1519 | 2817 | 4336 | 1139.25 | 10628 | 6452.1786 | 0.21 | 3.8 | 21 | 5 | M27
|  | NL | 196 | 70 | 1519 | 3714 | 5233 | 1139.25 | 14010 | 8867.8929 | 0.42 | 3.8 | 25 | 5 | M23
|  | NL | 197 | 70 | 1519 | 4009 | 5528 | 1139.25 | 15125 | 9664.3214 | 0.6 | 3.8 | 24 | 5 | M20
|  |  | 198 | 70 | 1519 | 3582 | 5101 | 1139.25 | 13513 | 8512.8929 | 0.29 | 4.4 | 24 | 6 | M23 | 198
|  |  | 199 | 70 | 1519 | 4061 | 5580 | 1139.25 | 15321 | 9804.3214 | 0.43 | 4.4 | 23 | 6 | M20 | 199
|  |  | 200 | 70 | 1519 | 5488 | 7007 | 1139.25 | 20703 | 13648.6071 | 0.94 | 4.4 | 28 | 6 | M17
|  | NL | 201 | 70 | 1519 | 3448 | 4967 | 1139.25 | 13010 | 8153.6071 | 0.22 | 5.1 | 23 | 7 | M23
|  | NL | 202 | 70 | 1519 | 3852 | 5371 | 1139.25 | 14533 | 9241.4643 | 0.32 | 5.1 | 22 | 7 | M20
|  | NL | 203 | 70 | 1519 | 5333 | 6852 | 1139.25 | 20119 | 13231.4643 | 0.7 | 5.1 | 27 | 7 | M17
|  |  | 204 | 70 | 1519 | 3538 | 5057 | 1139.25 | 13349 | 8395.75 | 0.18 | 5.8 | 23 | 8 | M23 | 204
|  |  | 205 | 70 | 1519 | 3971 | 5490 | 1139.25 | 14980 | 9560.75 | 0.26 | 5.8 | 21 | 8 | M20 | 205
|  |  | 206 | 70 | 1519 | 5103 | 6622 | 1139.25 | 19250 | 12610.75 | 0.54 | 5.8 | 26 | 8 | M17 | 206
|  |  | 207 | 70 | 1519 | 5276 | 6795 | 1139.25 | 19905 | 13078.6071 | 0.36 | 7.2 | 25 | 10 | M17
|  |  | 208 | 70 | 1519 | 6304 | 7823 | 1139.25 | 23782 | 15847.8929 | 0.7 | 7.2 | 25 | 10 | M13
|  |  | 209 | 75 | 1627.5 | 2314 | 3941.5 | 1220.625 | 8731 | 5015.8036 | 0.88 | 1.7 | 26 | 2 | M31
|  | NL | 210 | 75 | 1627.5 | 2584 | 4211.5 | 1220.625 | 9749 | 5742.9464 | 0.37 | 2.4 | 22 | 3 | M31
|  | NL | 211 | 75 | 1627.5 | 3032 | 4659.5 | 1220.625 | 11440 | 6950.8036 | 0.62 | 2.4 | 25 | 3 | M27
|  |  | 212 | 75 | 1627.5 | 2475 | 4102.5 | 1220.625 | 9337 | 5448.6607 | 0.21 | 3.1 | 20 | 4 | M31 | 212
|  |  | 213 | 75 | 1627.5 | 3019 | 4646.5 | 1220.625 | 11391 | 6915.8036 | 0.35 | 3.1 | 22 | 4 | M27 | 213
|  |  | 214 | 75 | 1627.5 | 3808 | 5435.5 | 1220.625 | 14365 | 9040.0893 | 0.74 | 3.1 | 28 | 4 | M23
|  | NL | 215 | 75 | 1627.5 | 3057 | 4684.5 | 1220.625 | 11534 | 7017.9464 | 0.23 | 3.8 | 21 | 5 | M27
|  | NL | 216 | 75 | 1627.5 | 3931 | 5558.5 | 1220.625 | 14831 | 9372.9464 | 0.47 | 3.8 | 26 | 5 | M23
|  | NL | 217 | 75 | 1627.5 | 4239 | 5866.5 | 1220.625 | 15991 | 10201.5179 | 0.68 | 3.8 | 24 | 5 | M20
|  |  | 218 | 75 | 1627.5 | 3911 | 5538.5 | 1220.625 | 14756 | 9319.375 | 0.33 | 4.4 | 25 | 6 | M23 | 218
|  |  | 219 | 75 | 1627.5 | 4441 | 6068.5 | 1220.625 | 16754 | 10746.5179 | 0.49 | 4.4 | 23 | 6 | M20 | 219
|  | NL | 220 | 75 | 1627.5 | 3651 | 5278.5 | 1220.625 | 13776 | 8619.375 | 0.25 | 5.1 | 23 | 7 | M23
|  | NL | 221 | 75 | 1627.5 | 4204 | 5831.5 | 1220.625 | 15860 | 10107.9464 | 0.36 | 5.1 | 22 | 7 | M20
|  | NL | 222 | 75 | 1627.5 | 5814 | 7441.5 | 1220.625 | 21935 | 14447.2321 | 0.79 | 5.1 | 28 | 7 | M17
|  |  | 223 | 75 | 1627.5 | 3712 | 5339.5 | 1220.625 | 14004 | 8782.2321 | 0.2 | 5.8 | 23 | 8 | M23 | 223
|  |  | 224 | 75 | 1627.5 | 4173 | 5800.5 | 1220.625 | 15745 | 10025.8036 | 0.29 | 5.8 | 22 | 8 | M20 | 224
|  |  | 225 | 75 | 1627.5 | 5493 | 7120.5 | 1220.625 | 20724 | 13582.2321 | 0.61 | 5.8 | 26 | 8 | M17 | 225
|  |  | 226 | 75 | 1627.5 | 4379 | 6006.5 | 1220.625 | 16520 | 10579.375 | 0.2 | 7.2 | 21 | 10 | M20
|  |  | 227 | 75 | 1627.5 | 5442 | 7069.5 | 1220.625 | 20529 | 13442.9464 | 0.41 | 7.2 | 25 | 10 | M17
|  |  | 228 | 75 | 1627.5 | 6712 | 8339.5 | 1220.625 | 25323 | 16867.2321 | 0.79 | 7.2 | 26 | 10 | M13
|  |  | 229 | 80 | 1736 | 2363 | 4099 | 1302 | 8914 | 5065.1429 | 1.01 | 1.7 | 27 | 2 | M31
|  | NL | 230 | 80 | 1736 | 2753 | 4489 | 1302 | 10385 | 6115.8571 | 0.42 | 2.4 | 23 | 3 | M31
|  | NL | 231 | 80 | 1736 | 3149 | 4885 | 1302 | 11881 | 7184.4286 | 0.7 | 2.4 | 25 | 3 | M27
|  |  | 232 | 80 | 1736 | 2657 | 4393 | 1302 | 10025 | 5858.7143 | 0.24 | 3.1 | 21 | 4 | M31 | 232
|  |  | 233 | 80 | 1736 | 3220 | 4956 | 1302 | 12148 | 7375.1429 | 0.4 | 3.1 | 23 | 4 | M27 | 233
|  |  | 234 | 80 | 1736 | 4000 | 5736 | 1302 | 15090 | 9476.5714 | 0.84 | 3.1 | 29 | 4 | M23
|  | NL | 235 | 80 | 1736 | 3305 | 5041 | 1302 | 12467 | 7603 | 0.26 | 3.8 | 22 | 5 | M27
|  | NL | 236 | 80 | 1736 | 4142 | 5878 | 1302 | 15626 | 9859.4286 | 0.53 | 3.8 | 27 | 5 | M23
|  | NL | 237 | 80 | 1736 | 4462 | 6198 | 1302 | 16833 | 10721.5714 | 0.78 | 3.8 | 25 | 5 | M20
|  |  | 238 | 80 | 1736 | 3171 | 4907 | 1302 | 11964 | 7243.7143 | 0.18 | 4.4 | 20 | 6 | M27 | 238
|  |  | 239 | 80 | 1736 | 4253 | 5989 | 1302 | 16046 | 10159.4286 | 0.37 | 4.4 | 25 | 6 | M23 | 239
|  |  | 240 | 80 | 1736 | 4816 | 6552 | 1302 | 18170 | 11676.5714 | 0.55 | 4.4 | 24 | 6 | M20 | 240
|  | NL | 241 | 80 | 1736 | 3963 | 5699 | 1302 | 14951 | 9377.2857 | 0.28 | 5.1 | 24 | 7 | M23
|  | NL | 242 | 80 | 1736 | 4556 | 6292 | 1302 | 17187 | 10974.4286 | 0.41 | 5.1 | 23 | 7 | M20
|  | NL | 243 | 80 | 1736 | 6313 | 8049 | 1302 | 23814 | 15708 | 0.9 | 5.1 | 28 | 7 | M17
|  |  | 244 | 80 | 1736 | 3889 | 5625 | 1302 | 14671 | 9177.2857 | 0.22 | 5.8 | 24 | 8 | M23 | 244
|  |  | 245 | 80 | 1736 | 4378 | 6114 | 1302 | 16516 | 10495.1429 | 0.33 | 5.8 | 23 | 8 | M20 | 245
|  |  | 246 | 80 | 1736 | 5942 | 7678 | 1302 | 22417 | 14710.1429 | 0.69 | 5.8 | 27 | 8 | M17 | 246
|  |  | 247 | 80 | 1736 | 4488 | 6224 | 1302 | 16930 | 10790.8571 | 0.22 | 7.2 | 22 | 10 | M20
|  |  | 248 | 80 | 1736 | 5727 | 7463 | 1302 | 21605 | 14130.1429 | 0.46 | 7.2 | 26 | 10 | M17
|  |  | 249 | 80 | 1736 | 7265 | 9001 | 1302 | 27408 | 18275.1429 | 0.9 | 7.2 | 26 | 10 | M13
|  | NL | 250 | 85 | 1844.5 | 2888 | 4732.5 | 1383.375 | 10897 | 6400.1964 | 0.47 | 2.4 | 24 | 3 | M31
|  | NL | 251 | 85 | 1844.5 | 3262 | 5106.5 | 1383.375 | 12305 | 7405.9107 | 0.79 | 2.4 | 26 | 3 | M27
|  |  | 252 | 85 | 1844.5 | 2841 | 4685.5 | 1383.375 | 10717 | 6271.625 | 0.27 | 3.1 | 21 | 4 | M31 | 252
|  |  | 253 | 85 | 1844.5 | 3420 | 5264.5 | 1383.375 | 12904 | 7833.7679 | 0.45 | 3.1 | 24 | 4 | M27 | 253
|  |  | 254 | 85 | 1844.5 | 4179 | 6023.5 | 1383.375 | 15767 | 9878.7679 | 0.94 | 3.1 | 30 | 4 | M23
|  | NL | 255 | 85 | 1844.5 | 2767 | 4611.5 | 1383.375 | 10440 | 6073.7679 | 0.18 | 3.8 | 20 | 5 | M31
|  | NL | 256 | 85 | 1844.5 | 3554 | 5398.5 | 1383.375 | 13410 | 8195.1964 | 0.29 | 3.8 | 22 | 5 | M27
|  | NL | 257 | 85 | 1844.5 | 4346 | 6190.5 | 1383.375 | 16396 | 10328.0536 | 0.6 | 3.8 | 28 | 5 | M23
|  | NL | 258 | 85 | 1844.5 | 4675 | 6519.5 | 1383.375 | 17638 | 11215.1964 | 0.87 | 3.8 | 26 | 5 | M20
|  |  | 259 | 85 | 1844.5 | 3432 | 5276.5 | 1383.375 | 12949 | 7865.9107 | 0.21 | 4.4 | 21 | 6 | M27 | 259
|  |  | 260 | 85 | 1844.5 | 4595 | 6439.5 | 1383.375 | 17335 | 10998.7679 | 0.42 | 4.4 | 26 | 6 | M23 | 260
|  |  | 261 | 85 | 1844.5 | 5007 | 6851.5 | 1383.375 | 18891 | 12110.1964 | 0.62 | 4.4 | 25 | 6 | M20 | 261
|  | NL | 262 | 85 | 1844.5 | 4275 | 6119.5 | 1383.375 | 16126 | 10135.1964 | 0.32 | 5.1 | 25 | 7 | M23
|  | NL | 263 | 85 | 1844.5 | 4919 | 6763.5 | 1383.375 | 18557 | 11871.625 | 0.46 | 5.1 | 24 | 7 | M20
|  | NL | 264 | 85 | 1844.5 | 6796 | 8640.5 | 1383.375 | 25640 | 16930.9107 | 1.02 | 5.1 | 29 | 7 | M17
|  |  | 265 | 85 | 1844.5 | 4066 | 5910.5 | 1383.375 | 15338 | 9572.3393 | 0.25 | 5.8 | 25 | 8 | M23 | 265
|  |  | 266 | 85 | 1844.5 | 4717 | 6561.5 | 1383.375 | 17795 | 11327.3393 | 0.37 | 5.8 | 23 | 8 | M20 | 266
|  |  | 267 | 85 | 1844.5 | 6394 | 8238.5 | 1383.375 | 24121 | 15845.9107 | 0.78 | 5.8 | 28 | 8 | M17
|  |  | 268 | 85 | 1844.5 | 4642 | 6486.5 | 1383.375 | 17511 | 11124.4821 | 0.25 | 7.2 | 22 | 10 | M20
|  |  | 269 | 85 | 1844.5 | 6012 | 7856.5 | 1383.375 | 22682 | 14818.0536 | 0.52 | 7.2 | 27 | 10 | M17
|  |  | 270 | 85 | 1844.5 | 7818 | 9662.5 | 1383.375 | 29494 | 19683.7679 | 1.01 | 7.2 | 27 | 10 | M13
|  | NL | 271 | 90 | 1953 | 3022 | 4975 | 1464.75 | 11400 | 6678.1071 | 0.53 | 2.4 | 24 | 3 | M31
|  | NL | 272 | 90 | 1953 | 3375 | 5328 | 1464.75 | 12735 | 7631.6786 | 0.89 | 2.4 | 27 | 3 | M27
|  |  | 273 | 90 | 1953 | 3016 | 4969 | 1464.75 | 11380 | 6663.8214 | 0.3 | 3.1 | 22 | 4 | M31 | 273
|  |  | 274 | 90 | 1953 | 3589 | 5542 | 1464.75 | 13541 | 8207.3929 | 0.5 | 3.1 | 25 | 4 | M27 | 274
|  | NL | 275 | 90 | 1953 | 2963 | 4916 | 1464.75 | 11180 | 6520.9643 | 0.2 | 3.8 | 21 | 5 | M31
|  | NL | 276 | 90 | 1953 | 3769 | 5722 | 1464.75 | 14221 | 8693.1071 | 0.33 | 3.8 | 23 | 5 | M27
|  | NL | 277 | 90 | 1953 | 4546 | 6499 | 1464.75 | 17151 | 10785.9643 | 0.68 | 3.8 | 28 | 5 | M23
|  | NL | 278 | 90 | 1953 | 4876 | 6829 | 1464.75 | 18394 | 11673.8214 | 0.98 | 3.8 | 27 | 5 | M20
|  |  | 279 | 90 | 1953 | 3693 | 5646 | 1464.75 | 13933 | 8487.3929 | 0.23 | 4.4 | 22 | 6 | M27 | 279
|  |  | 280 | 90 | 1953 | 4796 | 6749 | 1464.75 | 18095 | 11460.25 | 0.47 | 4.4 | 27 | 6 | M23 | 280
|  |  | 281 | 90 | 1953 | 5198 | 7151 | 1464.75 | 19611 | 12543.1071 | 0.7 | 4.4 | 26 | 6 | M20 | 281
|  | NL | 282 | 90 | 1953 | 3601 | 5554 | 1464.75 | 13584 | 8238.1071 | 0.17 | 5.1 | 21 | 7 | M27
|  | NL | 283 | 90 | 1953 | 4592 | 6545 | 1464.75 | 17325 | 10910.25 | 0.35 | 5.1 | 26 | 7 | M23
|  | NL | 284 | 90 | 1953 | 5289 | 7242 | 1464.75 | 19954 | 12788.1071 | 0.52 | 5.1 | 25 | 7 | M20
|  |  | 285 | 90 | 1953 | 4339 | 6292 | 1464.75 | 16369 | 10227.3929 | 0.28 | 5.8 | 25 | 8 | M23 | 285
|  |  | 286 | 90 | 1953 | 5056 | 7009 | 1464.75 | 19073 | 12158.8214 | 0.41 | 5.8 | 24 | 8 | M20 | 286
|  |  | 287 | 90 | 1953 | 6882 | 8835 | 1464.75 | 25964 | 17080.9643 | 0.87 | 5.8 | 29 | 8 | M17
|  |  | 288 | 90 | 1953 | 4298 | 6251 | 1464.75 | 16214 | 10116.6786 | 0.2 | 7.2 | 25 | 10 | M23
|  |  | 289 | 90 | 1953 | 4857 | 6810 | 1464.75 | 18324 | 11623.8214 | 0.28 | 7.2 | 23 | 10 | M20
|  |  | 290 | 90 | 1953 | 6298 | 8251 | 1464.75 | 23759 | 15505.9643 | 0.58 | 7.2 | 28 | 10 | M17
|  | NL | 291 | 95 | 2061.5 | 3153 | 5214.5 | 1546.125 | 11897 | 6951.7321 | 0.59 | 2.4 | 25 | 3 | M31
|  | NL | 292 | 95 | 2061.5 | 3491 | 5552.5 | 1546.125 | 13172 | 7862.4464 | 0.99 | 2.4 | 28 | 3 | M27
|  |  | 293 | 95 | 2061.5 | 3184 | 5245.5 | 1546.125 | 12012 | 7033.875 | 0.33 | 3.1 | 23 | 4 | M31 | 293
|  |  | 294 | 95 | 2061.5 | 3743 | 5804.5 | 1546.125 | 14120 | 8539.5893 | 0.56 | 3.1 | 25 | 4 | M27 | 294
|  | NL | 295 | 95 | 2061.5 | 3159 | 5220.5 | 1546.125 | 11920 | 6968.1607 | 0.22 | 3.8 | 22 | 5 | M31
|  | NL | 296 | 95 | 2061.5 | 3937 | 5998.5 | 1546.125 | 14852 | 9062.4464 | 0.37 | 3.8 | 24 | 5 | M27
|  | NL | 297 | 95 | 2061.5 | 4730 | 6791.5 | 1546.125 | 17843 | 11198.875 | 0.75 | 3.8 | 29 | 5 | M23
|  |  | 298 | 95 | 2061.5 | 3959 | 6020.5 | 1546.125 | 14934 | 9121.0179 | 0.26 | 4.4 | 23 | 6 | M27 | 298
|  |  | 299 | 95 | 2061.5 | 4968 | 7029.5 | 1546.125 | 18743 | 11841.7321 | 0.53 | 4.4 | 28 | 6 | M23 | 299
|  |  | 300 | 95 | 2061.5 | 5375 | 7436.5 | 1546.125 | 20276 | 12936.7321 | 0.78 | 4.4 | 26 | 6 | M20
|  | NL | 301 | 95 | 2061.5 | 3793 | 5854.5 | 1546.125 | 14311 | 8676.0179 | 0.19 | 5.1 | 21 | 7 | M27
|  | NL | 302 | 95 | 2061.5 | 4920 | 6981.5 | 1546.125 | 18562 | 11712.4464 | 0.39 | 5.1 | 26 | 7 | M23
|  | NL | 303 | 95 | 2061.5 | 5644 | 7705.5 | 1546.125 | 21291 | 13661.7321 | 0.58 | 5.1 | 25 | 7 | M20
|  |  | 304 | 95 | 2061.5 | 4634 | 6695.5 | 1546.125 | 17483 | 10941.7321 | 0.31 | 5.8 | 26 | 8 | M23 | 304
|  |  | 305 | 95 | 2061.5 | 5398 | 7459.5 | 1546.125 | 20363 | 12998.875 | 0.46 | 5.8 | 25 | 8 | M20 | 305
|  |  | 306 | 95 | 2061.5 | 7371 | 9432.5 | 1546.125 | 27807 | 18316.0179 | 0.97 | 5.8 | 29 | 8 | M17
|  |  | 307 | 95 | 2061.5 | 4486 | 6547.5 | 1546.125 | 16923 | 10541.7321 | 0.22 | 7.2 | 26 | 10 | M23
|  |  | 308 | 95 | 2061.5 | 5073 | 7134.5 | 1546.125 | 19137 | 12123.1607 | 0.31 | 7.2 | 24 | 10 | M20
|  |  | 309 | 95 | 2061.5 | 6709 | 8770.5 | 1546.125 | 25310 | 16532.4464 | 0.65 | 7.2 | 28 | 10 | M17
|  | NL | 310 | 100 | 2170 | 3254 | 5424 | 1627.5 | 12276 | 7141.0714 | 0.65 | 2.4 | 26 | 3 | M31
|  |  | 311 | 100 | 2170 | 3351 | 5521 | 1627.5 | 12643 | 7403.2143 | 0.37 | 3.1 | 23 | 4 | M31 | 311
|  |  | 312 | 100 | 2170 | 3891 | 6061 | 1627.5 | 14680 | 8858.2143 | 0.62 | 3.1 | 26 | 4 | M27 | 312
|  | NL | 313 | 100 | 2170 | 3360 | 5530 | 1627.5 | 12675 | 7426.0714 | 0.25 | 3.8 | 23 | 5 | M31
|  | NL | 314 | 100 | 2170 | 4104 | 6274 | 1627.5 | 15482 | 9431.0714 | 0.4 | 3.8 | 25 | 5 | M27
|  | NL | 315 | 100 | 2170 | 4909 | 7079 | 1627.5 | 18519 | 11600.3571 | 0.83 | 3.8 | 30 | 5 | M23
|  |  | 316 | 100 | 2170 | 3216 | 5386 | 1627.5 | 12131 | 7037.5 | 0.17 | 4.4 | 21 | 6 | M31 | 316
|  |  | 317 | 100 | 2170 | 4231 | 6401 | 1627.5 | 15960 | 9772.5 | 0.29 | 4.4 | 23 | 6 | M27 | 317
|  |  | 318 | 100 | 2170 | 5132 | 7302 | 1627.5 | 19361 | 12201.7857 | 0.58 | 4.4 | 28 | 6 | M23 | 318
|  |  | 319 | 100 | 2170 | 5549 | 7719 | 1627.5 | 20934 | 13325.3571 | 0.86 | 4.4 | 27 | 6 | M20
|  | NL | 320 | 100 | 2170 | 4048 | 6218 | 1627.5 | 15271 | 9280.3571 | 0.21 | 5.1 | 22 | 7 | M27
|  | NL | 321 | 100 | 2170 | 5248 | 7418 | 1627.5 | 19799 | 12514.6429 | 0.43 | 5.1 | 27 | 7 | M23
|  | NL | 322 | 100 | 2170 | 5843 | 8013 | 1627.5 | 22043 | 14117.5 | 0.64 | 5.1 | 26 | 7 | M20
|  |  | 323 | 100 | 2170 | 4930 | 7100 | 1627.5 | 18598 | 11656.7857 | 0.35 | 5.8 | 27 | 8 | M23 | 323
|  |  | 324 | 100 | 2170 | 5767 | 7937 | 1627.5 | 21755 | 13911.7857 | 0.51 | 5.8 | 25 | 8 | M20 | 324
|  |  | 325 | 100 | 2170 | 4674 | 6844 | 1627.5 | 17632 | 10966.7857 | 0.24 | 7.2 | 27 | 10 | M23
|  |  | 326 | 100 | 2170 | 5288 | 7458 | 1627.5 | 19950 | 12622.5 | 0.34 | 7.2 | 25 | 10 | M20
|  |  | 327 | 100 | 2170 | 7142 | 9312 | 1627.5 | 26944 | 17618.2143 | 0.72 | 7.2 | 29 | 10 | M17
|  | NL | 328 | 105 | 2278.5 | 3348 | 5626.5 | 1708.875 | 12633 | 7314.6964 | 0.72 | 2.4 | 26 | 3 | M31
|  |  | 329 | 105 | 2278.5 | 3518 | 5796.5 | 1708.875 | 13272 | 7771.125 | 0.41 | 3.1 | 24 | 4 | M31 | 329
|  |  | 330 | 105 | 2278.5 | 4039 | 6317.5 | 1708.875 | 15236 | 9173.9821 | 0.68 | 3.1 | 27 | 4 | M27 | 330
|  | NL | 331 | 105 | 2278.5 | 3564 | 5842.5 | 1708.875 | 13446 | 7895.4107 | 0.27 | 3.8 | 23 | 5 | M31
|  | NL | 332 | 105 | 2278.5 | 4266 | 6544.5 | 1708.875 | 16093 | 9786.125 | 0.45 | 3.8 | 25 | 5 | M27
|  | NL | 333 | 105 | 2278.5 | 5080 | 7358.5 | 1708.875 | 19163 | 11978.9821 | 0.92 | 3.8 | 30 | 5 | M23
|  |  | 334 | 105 | 2278.5 | 3416 | 5694.5 | 1708.875 | 12887 | 7496.125 | 0.19 | 4.4 | 21 | 6 | M31 | 334
|  |  | 335 | 105 | 2278.5 | 4502 | 6780.5 | 1708.875 | 16986 | 10423.9821 | 0.31 | 4.4 | 24 | 6 | M27 | 335
|  |  | 336 | 105 | 2278.5 | 5289 | 7567.5 | 1708.875 | 19954 | 12543.9821 | 0.64 | 4.4 | 29 | 6 | M23 | 336
|  |  | 337 | 105 | 2278.5 | 5729 | 8007.5 | 1708.875 | 21613 | 13728.9821 | 0.95 | 4.4 | 28 | 6 | M20
|  | NL | 338 | 105 | 2278.5 | 4302 | 6580.5 | 1708.875 | 16232 | 9885.4107 | 0.23 | 5.1 | 23 | 7 | M27
|  | NL | 339 | 105 | 2278.5 | 5474 | 7752.5 | 1708.875 | 20651 | 13041.8393 | 0.48 | 5.1 | 28 | 7 | M23
|  | NL | 340 | 105 | 2278.5 | 6042 | 8320.5 | 1708.875 | 22795 | 14573.2679 | 0.71 | 5.1 | 27 | 7 | M20
|  |  | 341 | 105 | 2278.5 | 4067 | 6345.5 | 1708.875 | 15344 | 9251.125 | 0.18 | 5.8 | 22 | 8 | M27 | 341
|  |  | 342 | 105 | 2278.5 | 5243 | 7521.5 | 1708.875 | 19780 | 12419.6964 | 0.38 | 5.8 | 27 | 8 | M23 | 342
|  |  | 343 | 105 | 2278.5 | 6136 | 8414.5 | 1708.875 | 23146 | 14823.9821 | 0.56 | 5.8 | 26 | 8 | M20 | 343
|  |  | 344 | 105 | 2278.5 | 4862 | 7140.5 | 1708.875 | 18341 | 11391.8393 | 0.27 | 7.2 | 27 | 10 | M23
|  |  | 345 | 105 | 2278.5 | 5586 | 7864.5 | 1708.875 | 21075 | 13344.6964 | 0.38 | 7.2 | 25 | 10 | M20
|  |  | 346 | 105 | 2278.5 | 7575 | 9853.5 | 1708.875 | 28578 | 18703.9821 | 0.79 | 7.2 | 30 | 10 | M17
|  | NL | 347 | 110 | 2387 | 3440 | 5827 | 1790.25 | 12977 | 7479.0357 | 0.79 | 2.4 | 27 | 3 | M31
|  |  | 348 | 110 | 2387 | 3685 | 6072 | 1790.25 | 13901 | 8139.0357 | 0.45 | 3.1 | 25 | 4 | M31 | 348
|  |  | 349 | 110 | 2387 | 4148 | 6535 | 1790.25 | 15649 | 9387.6071 | 0.75 | 3.1 | 27 | 4 | M27
|  | NL | 350 | 110 | 2387 | 3768 | 6155 | 1790.25 | 14216 | 8364.0357 | 0.3 | 3.8 | 24 | 5 | M31
|  | NL | 351 | 110 | 2387 | 4427 | 6814 | 1790.25 | 16703 | 10140.4643 | 0.49 | 3.8 | 26 | 5 | M27
|  | NL | 352 | 110 | 2387 | 5243 | 7630 | 1790.25 | 19778 | 12336.8929 | 1.01 | 3.8 | 31 | 5 | M23
|  |  | 353 | 110 | 2387 | 3628 | 6015 | 1790.25 | 13688 | 7986.8929 | 0.21 | 4.4 | 22 | 6 | M31 | 353
|  |  | 354 | 110 | 2387 | 4703 | 7090 | 1790.25 | 17741 | 10881.8929 | 0.34 | 4.4 | 24 | 6 | M27 | 354
|  |  | 355 | 110 | 2387 | 5448 | 7835 | 1790.25 | 20552 | 12889.75 | 0.7 | 4.4 | 29 | 6 | M23 | 355
|  | NL | 356 | 110 | 2387 | 4557 | 6944 | 1790.25 | 17192 | 10489.75 | 0.26 | 5.1 | 23 | 7 | M27
|  | NL | 357 | 110 | 2387 | 5651 | 8038 | 1790.25 | 21317 | 13436.1786 | 0.52 | 5.1 | 28 | 7 | M23
|  | NL | 358 | 110 | 2387 | 6234 | 8621 | 1790.25 | 23517 | 15007.6071 | 0.77 | 5.1 | 27 | 7 | M20
|  |  | 359 | 110 | 2387 | 4259 | 6646 | 1790.25 | 16069 | 9687.6071 | 0.2 | 5.8 | 22 | 8 | M27 | 359
|  |  | 360 | 110 | 2387 | 5565 | 7952 | 1790.25 | 20993 | 13204.75 | 0.42 | 5.8 | 28 | 8 | M23 | 360
|  |  | 361 | 110 | 2387 | 6473 | 8860 | 1790.25 | 24418 | 15651.1786 | 0.61 | 5.8 | 27 | 8 | M20 | 361
|  |  | 362 | 110 | 2387 | 5071 | 7458 | 1790.25 | 19130 | 11874.0357 | 0.29 | 7.2 | 28 | 10 | M23
|  |  | 363 | 110 | 2387 | 5913 | 8300 | 1790.25 | 22309 | 14144.75 | 0.41 | 7.2 | 26 | 10 | M20
|  |  | 364 | 110 | 2387 | 8020 | 10407 | 1790.25 | 30257 | 19821.8929 | 0.87 | 7.2 | 30 | 10 | M17
|  | NL | 365 | 115 | 2495.5 | 3533 | 6028.5 | 1871.625 | 13329 | 7649.0893 | 0.86 | 2.4 | 27 | 3 | M31
|  |  | 366 | 115 | 2495.5 | 3820 | 6315.5 | 1871.625 | 14410 | 8421.2321 | 0.49 | 3.1 | 25 | 4 | M31 | 366
|  |  | 367 | 115 | 2495.5 | 4256 | 6751.5 | 1871.625 | 16056 | 9596.9464 | 0.81 | 3.1 | 28 | 4 | M27
|  | NL | 368 | 115 | 2495.5 | 3939 | 6434.5 | 1871.625 | 14859 | 8741.9464 | 0.33 | 3.8 | 24 | 5 | M31
|  | NL | 369 | 115 | 2495.5 | 4577 | 7072.5 | 1871.625 | 17267 | 10461.9464 | 0.53 | 3.8 | 26 | 5 | M27
|  |  | 370 | 115 | 2495.5 | 3841 | 6336.5 | 1871.625 | 14490 | 8478.375 | 0.23 | 4.4 | 22 | 6 | M31 | 370
|  |  | 371 | 115 | 2495.5 | 4839 | 7334.5 | 1871.625 | 18257 | 11169.0893 | 0.37 | 4.4 | 25 | 6 | M27 | 371
|  |  | 372 | 115 | 2495.5 | 5611 | 8106.5 | 1871.625 | 21169 | 13249.0893 | 0.77 | 4.4 | 30 | 6 | M23
|  | NL | 373 | 115 | 2495.5 | 4825 | 7320.5 | 1871.625 | 18202 | 11129.8036 | 0.28 | 5.1 | 24 | 7 | M27
|  | NL | 374 | 115 | 2495.5 | 5827 | 8322.5 | 1871.625 | 21983 | 13830.5179 | 0.57 | 5.1 | 29 | 7 | M23
|  | NL | 375 | 115 | 2495.5 | 6419 | 8914.5 | 1871.625 | 24215 | 15424.8036 | 0.84 | 5.1 | 28 | 7 | M20
|  |  | 376 | 115 | 2495.5 | 4498 | 6993.5 | 1871.625 | 16969 | 10249.0893 | 0.22 | 5.8 | 23 | 8 | M27 | 376
|  |  | 377 | 115 | 2495.5 | 5886 | 8381.5 | 1871.625 | 22206 | 13989.8036 | 0.45 | 5.8 | 28 | 8 | M23 | 377
|  |  | 378 | 115 | 2495.5 | 6681 | 9176.5 | 1871.625 | 25204 | 16131.2321 | 0.67 | 5.8 | 27 | 8 | M20 | 378
|  |  | 379 | 115 | 2495.5 | 5356 | 7851.5 | 1871.625 | 20206 | 12561.2321 | 0.3 | 7.2 | 27 | 10 | M23
|  |  | 380 | 115 | 2495.5 | 6241 | 8736.5 | 1871.625 | 23543 | 14944.8036 | 0.44 | 7.2 | 26 | 10 | M20
|  |  | 381 | 115 | 2495.5 | 8475 | 10970.5 | 1871.625 | 31971 | 20964.8036 | 0.94 | 7.2 | 30 | 10 | M17
|  | NL | 382 | 120 | 2604 | 3629 | 6233 | 1953 | 13690 | 7825.5714 | 0.94 | 2.4 | 28 | 3 | M31
|  |  | 383 | 120 | 2604 | 3947 | 6551 | 1953 | 14892 | 8684.1429 | 0.53 | 3.1 | 26 | 4 | M31 | 383
|  |  | 384 | 120 | 2604 | 4357 | 6961 | 1953 | 16438 | 9788.4286 | 0.89 | 3.1 | 28 | 4 | M27
|  | NL | 385 | 120 | 2604 | 4076 | 6680 | 1953 | 15375 | 9029.1429 | 0.35 | 3.8 | 25 | 5 | M31
|  | NL | 386 | 120 | 2604 | 4722 | 7326 | 1953 | 17815 | 10772 | 0.58 | 3.8 | 27 | 5 | M27
|  |  | 387 | 120 | 2604 | 4055 | 6659 | 1953 | 15298 | 8974.1429 | 0.24 | 4.4 | 23 | 6 | M31 | 387
|  |  | 388 | 120 | 2604 | 4976 | 7580 | 1953 | 18772 | 11455.5714 | 0.41 | 4.4 | 25 | 6 | M27 | 388
|  |  | 389 | 120 | 2604 | 5775 | 8379 | 1953 | 21785 | 13607.7143 | 0.84 | 4.4 | 31 | 6 | M23
|  | NL | 390 | 120 | 2604 | 3785 | 6389 | 1953 | 14281 | 8247.7143 | 0.18 | 5.1 | 22 | 7 | M31
|  | NL | 391 | 120 | 2604 | 5093 | 7697 | 1953 | 19213 | 11770.5714 | 0.3 | 5.1 | 24 | 7 | M27
|  | NL | 392 | 120 | 2604 | 5992 | 8596 | 1953 | 22604 | 14192.7143 | 0.62 | 5.1 | 29 | 7 | M23
|  | NL | 393 | 120 | 2604 | 6604 | 9208 | 1953 | 24914 | 15842.7143 | 0.92 | 5.1 | 28 | 7 | M20
|  |  | 394 | 120 | 2604 | 4736 | 7340 | 1953 | 17869 | 10810.5714 | 0.23 | 5.8 | 23 | 8 | M27 | 394
|  |  | 395 | 120 | 2604 | 6129 | 8733 | 1953 | 23122 | 14562.7143 | 0.49 | 5.8 | 29 | 8 | M23 | 395
|  |  | 396 | 120 | 2604 | 6889 | 9493 | 1953 | 25989 | 16610.5714 | 0.72 | 5.8 | 28 | 8 | M20
|  |  | 397 | 120 | 2604 | 5641 | 8245 | 1953 | 21282 | 13248.4286 | 0.33 | 7.2 | 28 | 10 | M23
|  |  | 398 | 120 | 2604 | 6569 | 9173 | 1953 | 24780 | 15747 | 0.48 | 7.2 | 26 | 10 | M20
|  |  | 399 | 120 | 2604 | 8929 | 11533 | 1953 | 33686 | 22108.4286 | 1.02 | 7.2 | 31 | 10 | M17
|  | NL | 400 | 125 | 2712.5 | 3720 | 6432.5 | 2034.375 | 14033 | 7989.1964 | 1.02 | 2.4 | 28 | 3 | M31
|  |  | 401 | 125 | 2712.5 | 4073 | 6785.5 | 2034.375 | 15365 | 8940.625 | 0.57 | 3.1 | 26 | 4 | M31 | 401
|  |  | 402 | 125 | 2712.5 | 4460 | 7172.5 | 2034.375 | 16825 | 9983.4821 | 0.96 | 3.1 | 29 | 4 | M27
|  | NL | 403 | 125 | 2712.5 | 4212 | 6924.5 | 2034.375 | 15892 | 9317.0536 | 0.38 | 3.8 | 25 | 5 | M31
|  | NL | 404 | 125 | 2712.5 | 4864 | 7576.5 | 2034.375 | 18349 | 11072.0536 | 0.63 | 3.8 | 27 | 5 | M27
|  |  | 405 | 125 | 2712.5 | 4276 | 6988.5 | 2034.375 | 16133 | 9489.1964 | 0.26 | 4.4 | 23 | 6 | M31 | 405
|  |  | 406 | 125 | 2712.5 | 5105 | 7817.5 | 2034.375 | 19258 | 11721.3393 | 0.44 | 4.4 | 26 | 6 | M27 | 406
|  |  | 407 | 125 | 2712.5 | 5933 | 8645.5 | 2034.375 | 22382 | 13952.7679 | 0.91 | 4.4 | 31 | 6 | M23
|  | NL | 408 | 125 | 2712.5 | 3987 | 6699.5 | 2034.375 | 15043 | 8710.625 | 0.2 | 5.1 | 22 | 7 | M31
|  | NL | 409 | 125 | 2712.5 | 5361 | 8073.5 | 2034.375 | 20224 | 12411.3393 | 0.33 | 5.1 | 25 | 7 | M27
|  | NL | 410 | 125 | 2712.5 | 6156 | 8868.5 | 2034.375 | 23223 | 14553.4821 | 0.67 | 5.1 | 30 | 7 | M23
|  | NL | 411 | 125 | 2712.5 | 6790 | 9502.5 | 2034.375 | 25614 | 16261.3393 | 1 | 5.1 | 29 | 7 | M20
|  |  | 412 | 125 | 2712.5 | 4975 | 7687.5 | 2034.375 | 18768 | 11371.3393 | 0.25 | 5.8 | 24 | 8 | M27 | 412
|  |  | 413 | 125 | 2712.5 | 6311 | 9023.5 | 2034.375 | 23807 | 14970.625 | 0.53 | 5.8 | 29 | 8 | M23 | 413
|  |  | 414 | 125 | 2712.5 | 7095 | 9807.5 | 2034.375 | 26765 | 17083.4821 | 0.79 | 5.8 | 28 | 8 | M20
|  |  | 415 | 125 | 2712.5 | 5926 | 8638.5 | 2034.375 | 22358 | 13935.625 | 0.36 | 7.2 | 28 | 10 | M23
|  |  | 416 | 125 | 2712.5 | 6912 | 9624.5 | 2034.375 | 26074 | 16589.9107 | 0.52 | 7.2 | 27 | 10 | M20
|  |  | 417 | 130 | 2821 | 4196 | 7017 | 2115.75 | 15829 | 9190.6786 | 0.62 | 3.1 | 27 | 4 | M31 | 417
|  |  | 418 | 130 | 2821 | 4566 | 7387 | 2115.75 | 17224 | 10187.1071 | 1.04 | 3.1 | 29 | 4 | M27
|  | NL | 419 | 130 | 2821 | 4347 | 7168 | 2115.75 | 16399 | 9597.8214 | 0.41 | 3.8 | 26 | 5 | M31
|  | NL | 420 | 130 | 2821 | 4999 | 7820 | 2115.75 | 18859 | 11354.9643 | 0.68 | 3.8 | 28 | 5 | M27
|  |  | 421 | 130 | 2821 | 4498 | 7319 | 2115.75 | 16969 | 10004.9643 | 0.29 | 4.4 | 24 | 6 | M31 | 421
|  |  | 422 | 130 | 2821 | 5230 | 8051 | 2115.75 | 19730 | 11977.1071 | 0.48 | 4.4 | 26 | 6 | M27 | 422
|  |  | 423 | 130 | 2821 | 6091 | 8912 | 2115.75 | 22977 | 14296.3929 | 0.98 | 4.4 | 32 | 6 | M23
|  | NL | 424 | 130 | 2821 | 4189 | 7010 | 2115.75 | 15804 | 9172.8214 | 0.21 | 5.1 | 23 | 7 | M31
|  | NL | 425 | 130 | 2821 | 5555 | 8376 | 2115.75 | 20958 | 12854.25 | 0.35 | 5.1 | 25 | 7 | M27
|  | NL | 426 | 130 | 2821 | 6320 | 9141 | 2115.75 | 23842 | 14914.25 | 0.73 | 5.1 | 30 | 7 | M23
|  |  | 427 | 130 | 2821 | 5226 | 8047 | 2115.75 | 19717 | 11967.8214 | 0.27 | 5.8 | 24 | 8 | M27 | 427
|  |  | 428 | 130 | 2821 | 6492 | 9313 | 2115.75 | 24491 | 15377.8214 | 0.58 | 5.8 | 30 | 8 | M23 | 428
|  |  | 429 | 130 | 2821 | 7294 | 10115 | 2115.75 | 27517 | 17539.25 | 0.85 | 5.8 | 29 | 8 | M20
|  |  | 430 | 130 | 2821 | 4800 | 7621 | 2115.75 | 18108 | 10818.5357 | 0.19 | 7.2 | 24 | 10 | M27
|  |  | 431 | 130 | 2821 | 6215 | 9036 | 2115.75 | 23447 | 14632.1071 | 0.39 | 7.2 | 29 | 10 | M23
|  |  | 432 | 130 | 2821 | 7255 | 10076 | 2115.75 | 27369 | 17433.5357 | 0.56 | 7.2 | 27 | 10 | M20
|  |  | 433 | 135 | 2929.5 | 4314 | 7243.5 | 2197.125 | 16277 | 9429.3036 | 0.67 | 3.1 | 27 | 4 | M31 | 433
|  | NL | 434 | 135 | 2929.5 | 4479 | 7408.5 | 2197.125 | 16898 | 9872.875 | 0.45 | 3.8 | 26 | 5 | M31
|  | NL | 435 | 135 | 2929.5 | 5134 | 8063.5 | 2197.125 | 19367 | 11636.4464 | 0.73 | 3.8 | 28 | 5 | M27
|  |  | 436 | 135 | 2929.5 | 4719 | 7648.5 | 2197.125 | 17804 | 10520.0179 | 0.31 | 4.4 | 24 | 6 | M31 | 436
|  |  | 437 | 135 | 2929.5 | 5355 | 8284.5 | 2197.125 | 20201 | 12232.1607 | 0.51 | 4.4 | 27 | 6 | M27 | 437
|  | NL | 438 | 135 | 2929.5 | 4391 | 7320.5 | 2197.125 | 16566 | 9635.7321 | 0.23 | 5.1 | 23 | 7 | M31
|  | NL | 439 | 135 | 2929.5 | 5700 | 8629.5 | 2197.125 | 21502 | 13161.4464 | 0.38 | 5.1 | 26 | 7 | M27
|  | NL | 440 | 135 | 2929.5 | 6484 | 9413.5 | 2197.125 | 24461 | 15275.0179 | 0.78 | 5.1 | 31 | 7 | M23
|  |  | 441 | 135 | 2929.5 | 4192 | 7121.5 | 2197.125 | 15815 | 9099.3036 | 0.18 | 5.8 | 23 | 8 | M31 | 441
|  |  | 442 | 135 | 2929.5 | 5486 | 8415.5 | 2197.125 | 20696 | 12585.7321 | 0.3 | 5.8 | 25 | 8 | M27 | 442
|  |  | 443 | 135 | 2929.5 | 6670 | 9599.5 | 2197.125 | 25163 | 15776.4464 | 0.62 | 5.8 | 30 | 8 | M23 | 443
|  |  | 444 | 135 | 2929.5 | 7493 | 10422.5 | 2197.125 | 28268 | 17994.3036 | 0.92 | 5.8 | 29 | 8 | M20
|  |  | 445 | 135 | 2929.5 | 4949 | 7878.5 | 2197.125 | 18672 | 11140.0179 | 0.21 | 7.2 | 24 | 10 | M27
|  |  | 446 | 135 | 2929.5 | 6514 | 9443.5 | 2197.125 | 24575 | 15356.4464 | 0.42 | 7.2 | 29 | 10 | M23
|  |  | 447 | 135 | 2929.5 | 7598 | 10527.5 | 2197.125 | 28663 | 18276.4464 | 0.6 | 7.2 | 28 | 10 | M20
|  |  | 448 | 140 | 3038 | 4406 | 7444 | 2278.5 | 16620 | 9592.9286 | 0.72 | 3.1 | 28 | 4 | M31
|  | NL | 449 | 140 | 3038 | 4611 | 7649 | 2278.5 | 17397 | 10147.9286 | 0.48 | 3.8 | 27 | 5 | M31
|  | NL | 450 | 140 | 3038 | 5255 | 8293 | 2278.5 | 19824 | 11881.5 | 0.79 | 3.8 | 29 | 5 | M27
|  |  | 451 | 140 | 3038 | 4883 | 7921 | 2278.5 | 18423 | 10880.7857 | 0.33 | 4.4 | 25 | 6 | M31 | 451
|  |  | 452 | 140 | 3038 | 5484 | 8522 | 2278.5 | 20688 | 12498.6429 | 0.55 | 4.4 | 27 | 6 | M27 | 452
|  | NL | 453 | 140 | 3038 | 4593 | 7631 | 2278.5 | 17327 | 10097.9286 | 0.25 | 5.1 | 24 | 7 | M31
|  | NL | 454 | 140 | 3038 | 5844 | 8882 | 2278.5 | 22046 | 13468.6429 | 0.41 | 5.1 | 26 | 7 | M27
|  | NL | 455 | 140 | 3038 | 6648 | 9686 | 2278.5 | 25080 | 15635.7857 | 0.84 | 5.1 | 31 | 7 | M23
|  |  | 456 | 140 | 3038 | 4345 | 7383 | 2278.5 | 16392 | 9430.0714 | 0.2 | 5.8 | 23 | 8 | M31 | 456
|  |  | 457 | 140 | 3038 | 5746 | 8784 | 2278.5 | 21675 | 13203.6429 | 0.32 | 5.8 | 25 | 8 | M27 | 457
|  |  | 458 | 140 | 3038 | 6844 | 9882 | 2278.5 | 25819 | 16163.6429 | 0.67 | 5.8 | 31 | 8 | M23 | 458
|  |  | 459 | 140 | 3038 | 7687 | 10725 | 2278.5 | 29000 | 18435.7857 | 0.98 | 5.8 | 30 | 8 | M20
|  |  | 460 | 140 | 3038 | 5159 | 8197 | 2278.5 | 19463 | 11623.6429 | 0.22 | 7.2 | 25 | 10 | M27
|  |  | 461 | 140 | 3038 | 6813 | 9851 | 2278.5 | 25704 | 16081.5 | 0.45 | 7.2 | 30 | 10 | M23
|  |  | 462 | 140 | 3038 | 7885 | 10923 | 2278.5 | 29744 | 18967.2143 | 0.65 | 7.2 | 28 | 10 | M20
|  |  | 463 | 145 | 3146.5 | 4497 | 7643.5 | 2359.875 | 16964 | 9757.2679 | 0.77 | 3.1 | 28 | 4 | M31
|  | NL | 464 | 145 | 3146.5 | 4737 | 7883.5 | 2359.875 | 17870 | 10404.4107 | 0.51 | 3.8 | 27 | 5 | M31
|  | NL | 465 | 145 | 3146.5 | 5376 | 8522.5 | 2359.875 | 20281 | 12126.5536 | 0.84 | 3.8 | 29 | 5 | M27
|  |  | 466 | 145 | 3146.5 | 4995 | 8141.5 | 2359.875 | 18843 | 11099.4107 | 0.35 | 4.4 | 25 | 6 | M31 | 466
|  |  | 467 | 145 | 3146.5 | 5614 | 8760.5 | 2359.875 | 21179 | 12767.9821 | 0.59 | 4.4 | 28 | 6 | M27 | 467
|  | NL | 468 | 145 | 3146.5 | 4803 | 7949.5 | 2359.875 | 18121 | 10583.6964 | 0.26 | 5.1 | 24 | 7 | M31
|  | NL | 469 | 145 | 3146.5 | 5986 | 9132.5 | 2359.875 | 22582 | 13770.125 | 0.44 | 5.1 | 27 | 7 | M27
|  | NL | 470 | 145 | 3146.5 | 6807 | 9953.5 | 2359.875 | 25681 | 15983.6964 | 0.9 | 5.1 | 32 | 7 | M23
|  |  | 471 | 145 | 3146.5 | 4536 | 7682.5 | 2359.875 | 17114 | 9864.4107 | 0.21 | 5.8 | 24 | 8 | M31 | 471
|  |  | 472 | 145 | 3146.5 | 6005 | 9151.5 | 2359.875 | 22655 | 13822.2679 | 0.34 | 5.8 | 26 | 8 | M27 | 472
|  |  | 473 | 145 | 3146.5 | 7018 | 10164.5 | 2359.875 | 26474 | 16550.125 | 0.72 | 5.8 | 31 | 8 | M23
|  |  | 474 | 145 | 3146.5 | 5386 | 8532.5 | 2359.875 | 20319 | 12153.6964 | 0.24 | 7.2 | 25 | 10 | M27
|  |  | 475 | 145 | 3146.5 | 7113 | 10259.5 | 2359.875 | 26832 | 16805.8393 | 0.48 | 7.2 | 30 | 10 | M23
|  |  | 476 | 145 | 3146.5 | 8076 | 11222.5 | 2359.875 | 30465 | 19400.8393 | 0.69 | 7.2 | 29 | 10 | M20
|  |  | 477 | 150 | 3255 | 4582 | 7837 | 2441.25 | 17287 | 9906.6071 | 0.82 | 3.1 | 29 | 4 | M31
|  | NL | 478 | 150 | 3255 | 4856 | 8111 | 2441.25 | 18318 | 10643.0357 | 0.55 | 3.8 | 28 | 5 | M31
|  | NL | 479 | 150 | 3255 | 5492 | 8747 | 2441.25 | 20718 | 12357.3214 | 0.9 | 3.8 | 30 | 5 | M27
|  |  | 480 | 150 | 3255 | 5106 | 8361 | 2441.25 | 19263 | 11318.0357 | 0.38 | 4.4 | 26 | 6 | M31 | 480
|  |  | 481 | 150 | 3255 | 5744 | 8999 | 2441.25 | 21669 | 13036.6071 | 0.63 | 4.4 | 28 | 6 | M27 | 481
|  | NL | 482 | 150 | 3255 | 5016 | 8271 | 2441.25 | 18923 | 11075.1786 | 0.28 | 5.1 | 25 | 7 | M31
|  | NL | 483 | 150 | 3255 | 6120 | 9375 | 2441.25 | 23088 | 14050.1786 | 0.47 | 5.1 | 27 | 7 | M27
|  | NL | 484 | 150 | 3255 | 6963 | 10218 | 2441.25 | 26266 | 16320.1786 | 0.97 | 5.1 | 32 | 7 | M23
|  |  | 485 | 150 | 3255 | 4728 | 7983 | 2441.25 | 17836 | 10298.75 | 0.22 | 5.8 | 24 | 8 | M31 | 485
|  |  | 486 | 150 | 3255 | 6185 | 9440 | 2441.25 | 23334 | 14225.8929 | 0.36 | 5.8 | 26 | 8 | M27 | 486
|  |  | 487 | 150 | 3255 | 7188 | 10443 | 2441.25 | 27115 | 16926.6071 | 0.77 | 5.8 | 32 | 8 | M23
|  | NL | 488 | 150 | 3255 | 4592 | 7847 | 2441.25 | 17322 | 9931.6071 | 0.19 | 6.5 | 24 | 9 | M31
|  |  | 489 | 150 | 3255 | 5613 | 8868 | 2441.25 | 21175 | 12683.75 | 0.25 | 7.2 | 26 | 10 | M27
|  |  | 490 | 150 | 3255 | 7372 | 10627 | 2441.25 | 27811 | 17423.75 | 0.51 | 7.2 | 31 | 10 | M23
|  |  | 491 | 150 | 3255 | 8267 | 11522 | 2441.25 | 31186 | 19834.4643 | 0.74 | 7.2 | 29 | 10 | M20
|  |  | 492 | 155 | 3363.5 | 4666 | 8029.5 | 2522.625 | 17605 | 10052.375 | 0.88 | 3.1 | 29 | 4 | M31
|  | NL | 493 | 155 | 3363.5 | 4974 | 8337.5 | 2522.625 | 18766 | 10881.6607 | 0.59 | 3.8 | 28 | 5 | M31
|  | NL | 494 | 155 | 3363.5 | 5605 | 8968.5 | 2522.625 | 21146 | 12581.6607 | 0.96 | 3.8 | 30 | 5 | M27
|  |  | 495 | 155 | 3363.5 | 5217 | 8580.5 | 2522.625 | 19683 | 11536.6607 | 0.4 | 4.4 | 26 | 6 | M31 | 495
|  |  | 496 | 155 | 3363.5 | 5870 | 9233.5 | 2522.625 | 22144 | 13294.5179 | 0.67 | 4.4 | 29 | 6 | M27 | 496
|  | NL | 497 | 155 | 3363.5 | 5228 | 8591.5 | 2522.625 | 19724 | 11565.9464 | 0.3 | 5.1 | 25 | 7 | M31
|  | NL | 498 | 155 | 3363.5 | 6254 | 9617.5 | 2522.625 | 23594 | 14330.2321 | 0.5 | 5.1 | 27 | 7 | M27
|  | NL | 499 | 155 | 3363.5 | 7118 | 10481.5 | 2522.625 | 26852 | 16657.375 | 1.03 | 5.1 | 33 | 7 | M23
|  |  | 500 | 155 | 3363.5 | 4919 | 8282.5 | 2522.625 | 18558 | 10733.0893 | 0.24 | 5.8 | 24 | 8 | M31 | 500
|  |  | 501 | 155 | 3363.5 | 6332 | 9695.5 | 2522.625 | 23887 | 14539.5179 | 0.39 | 5.8 | 26 | 8 | M27 | 501
|  |  | 502 | 155 | 3363.5 | 7349 | 10712.5 | 2522.625 | 27725 | 17280.9464 | 0.82 | 5.8 | 32 | 8 | M23
|  | NL | 503 | 155 | 3363.5 | 4711 | 8074.5 | 2522.625 | 17772 | 10171.6607 | 0.2 | 6.5 | 25 | 9 | M31
|  |  | 504 | 155 | 3363.5 | 5840 | 9203.5 | 2522.625 | 22031 | 13213.8036 | 0.27 | 7.2 | 26 | 10 | M27
|  |  | 505 | 155 | 3363.5 | 7538 | 10901.5 | 2522.625 | 28439 | 17790.9464 | 0.55 | 7.2 | 31 | 10 | M23
|  |  | 506 | 155 | 3363.5 | 8458 | 11821.5 | 2522.625 | 31906 | 20267.375 | 0.79 | 7.2 | 29 | 10 | M20
|  |  | 507 | 160 | 3472 | 4752 | 8224 | 2604 | 17929 | 10202.4286 | 0.94 | 3.1 | 29 | 4 | M31
|  | NL | 508 | 160 | 3472 | 5089 | 8561 | 2604 | 19199 | 11109.5714 | 0.62 | 3.8 | 28 | 5 | M31
|  |  | 509 | 160 | 3472 | 5321 | 8793 | 2604 | 20072 | 11733.1429 | 0.43 | 4.4 | 27 | 6 | M31 | 509
|  |  | 510 | 160 | 3472 | 5995 | 9467 | 2604 | 22618 | 13551.7143 | 0.72 | 4.4 | 29 | 6 | M27
|  | NL | 511 | 160 | 3472 | 5441 | 8913 | 2604 | 20526 | 12057.4286 | 0.32 | 5.1 | 25 | 7 | M31
|  | NL | 512 | 160 | 3472 | 6388 | 9860 | 2604 | 24099 | 14609.5714 | 0.53 | 5.1 | 28 | 7 | M27
|  |  | 513 | 160 | 3472 | 5111 | 8583 | 2604 | 19280 | 11167.4286 | 0.25 | 5.8 | 25 | 8 | M31 | 513
|  |  | 514 | 160 | 3472 | 6478 | 9950 | 2604 | 24440 | 14853.1429 | 0.41 | 5.8 | 27 | 8 | M27 | 514
|  |  | 515 | 160 | 3472 | 7511 | 10983 | 2604 | 28335 | 17635.2857 | 0.87 | 5.8 | 33 | 8 | M23
|  | NL | 516 | 160 | 3472 | 4889 | 8361 | 2604 | 18445 | 10571 | 0.21 | 6.5 | 25 | 9 | M31
|  |  | 517 | 160 | 3472 | 6067 | 9539 | 2604 | 22888 | 13744.5714 | 0.29 | 7.2 | 27 | 10 | M27
|  |  | 518 | 160 | 3472 | 7705 | 11177 | 2604 | 29067 | 18158.1429 | 0.58 | 7.2 | 32 | 10 | M23
|  |  | 519 | 160 | 3472 | 8640 | 12112 | 2604 | 32594 | 20677.4286 | 0.84 | 7.2 | 30 | 10 | M20
|  |  | 520 | 165 | 3580.5 | 4840 | 8420.5 | 2685.375 | 18261 | 10358.1964 | 1 | 3.1 | 30 | 4 | M31
|  | NL | 521 | 165 | 3580.5 | 5200 | 8780.5 | 2685.375 | 19616 | 11326.0536 | 0.66 | 3.8 | 29 | 5 | M31
|  |  | 522 | 165 | 3580.5 | 5422 | 9002.5 | 2685.375 | 20456 | 11926.0536 | 0.46 | 4.4 | 27 | 6 | M31 | 522
|  |  | 523 | 165 | 3580.5 | 6121 | 9701.5 | 2685.375 | 23093 | 13809.625 | 0.76 | 4.4 | 30 | 6 | M27
|  | NL | 524 | 165 | 3580.5 | 5606 | 9186.5 | 2685.375 | 21150 | 12421.7679 | 0.34 | 5.1 | 26 | 7 | M31
|  | NL | 525 | 165 | 3580.5 | 6522 | 10102.5 | 2685.375 | 24605 | 14889.625 | 0.57 | 5.1 | 28 | 7 | M27
|  |  | 526 | 165 | 3580.5 | 5311 | 8891.5 | 2685.375 | 20034 | 11624.625 | 0.27 | 5.8 | 25 | 8 | M31 | 526
|  |  | 527 | 165 | 3580.5 | 6625 | 10205.5 | 2685.375 | 24992 | 15166.0536 | 0.44 | 5.8 | 27 | 8 | M27 | 527
|  |  | 528 | 165 | 3580.5 | 7671 | 11251.5 | 2685.375 | 28940 | 17986.0536 | 0.93 | 5.8 | 33 | 8 | M23
|  | NL | 529 | 165 | 3580.5 | 5079 | 8659.5 | 2685.375 | 19159 | 10999.625 | 0.23 | 6.5 | 26 | 9 | M31
|  |  | 530 | 165 | 3580.5 | 4967 | 8547.5 | 2685.375 | 18738 | 10698.9107 | 0.19 | 7.2 | 25 | 10 | M31
|  |  | 531 | 165 | 3580.5 | 6303 | 9883.5 | 2685.375 | 23779 | 14299.625 | 0.3 | 7.2 | 27 | 10 | M27
|  |  | 532 | 165 | 3580.5 | 7872 | 11452.5 | 2685.375 | 29695 | 18525.3393 | 0.62 | 7.2 | 32 | 10 | M23
|  |  | 533 | 165 | 3580.5 | 8819 | 12399.5 | 2685.375 | 33268 | 21077.4821 | 0.9 | 7.2 | 30 | 10 | M20
|  | NL | 534 | 170 | 3689 | 5310 | 8999 | 2766.75 | 20033 | 11542.5357 | 0.7 | 3.8 | 29 | 5 | M31
|  |  | 535 | 170 | 3689 | 5524 | 9213 | 2766.75 | 20839 | 12118.25 | 0.49 | 4.4 | 27 | 6 | M31 | 535
|  |  | 536 | 170 | 3689 | 6250 | 9939 | 2766.75 | 23578 | 14074.6786 | 0.81 | 4.4 | 30 | 6 | M27
|  | NL | 537 | 170 | 3689 | 5721 | 9410 | 2766.75 | 21582 | 12648.9643 | 0.36 | 5.1 | 26 | 7 | M31
|  | NL | 538 | 170 | 3689 | 6656 | 10345 | 2766.75 | 25111 | 15169.6786 | 0.6 | 5.1 | 29 | 7 | M27
|  |  | 539 | 170 | 3689 | 5519 | 9208 | 2766.75 | 20820 | 12104.6786 | 0.29 | 5.8 | 26 | 8 | M31 | 539
|  |  | 540 | 170 | 3689 | 6766 | 10455 | 2766.75 | 25526 | 15466.1071 | 0.47 | 5.8 | 28 | 8 | M27 | 540
|  |  | 541 | 170 | 3689 | 7826 | 11515 | 2766.75 | 29524 | 18321.8214 | 0.99 | 5.8 | 33 | 8 | M23
|  | NL | 542 | 170 | 3689 | 5268 | 8957 | 2766.75 | 19873 | 11428.25 | 0.24 | 6.5 | 26 | 9 | M31
|  |  | 543 | 170 | 3689 | 5089 | 8778 | 2766.75 | 19198 | 10946.1071 | 0.2 | 7.2 | 26 | 10 | M31
|  |  | 544 | 170 | 3689 | 6541 | 10230 | 2766.75 | 24677 | 14859.6786 | 0.32 | 7.2 | 27 | 10 | M27
|  |  | 545 | 170 | 3689 | 8034 | 11723 | 2766.75 | 30309 | 18882.5357 | 0.66 | 7.2 | 32 | 10 | M23
|  |  | 546 | 170 | 3689 | 8997 | 12686 | 2766.75 | 33941 | 21476.8214 | 0.95 | 7.2 | 31 | 10 | M20
|  | NL | 547 | 175 | 3797.5 | 5415 | 9212.5 | 2848.125 | 20429 | 11744.0179 | 0.75 | 3.8 | 30 | 5 | M31
|  |  | 548 | 175 | 3797.5 | 5626 | 9423.5 | 2848.125 | 21226 | 12313.3036 | 0.51 | 4.4 | 28 | 6 | M31 | 548
|  |  | 549 | 175 | 3797.5 | 6379 | 10176.5 | 2848.125 | 24064 | 14340.4464 | 0.86 | 4.4 | 30 | 6 | M27
|  | NL | 550 | 175 | 3797.5 | 5835 | 9632.5 | 2848.125 | 22013 | 12875.4464 | 0.38 | 5.1 | 27 | 7 | M31
|  | NL | 551 | 175 | 3797.5 | 6791 | 10588.5 | 2848.125 | 25617 | 15449.7321 | 0.64 | 5.1 | 29 | 7 | M27
|  |  | 552 | 175 | 3797.5 | 5727 | 9524.5 | 2848.125 | 21606 | 12584.7321 | 0.3 | 5.8 | 26 | 8 | M31 | 552
|  |  | 553 | 175 | 3797.5 | 6907 | 10704.5 | 2848.125 | 26055 | 15762.5893 | 0.49 | 5.8 | 28 | 8 | M27 | 553
|  |  | 554 | 175 | 3797.5 | 7981 | 11778.5 | 2848.125 | 30108 | 18657.5893 | 1.04 | 5.8 | 34 | 8 | M23
|  | NL | 555 | 175 | 3797.5 | 5457 | 9254.5 | 2848.125 | 20587 | 11856.875 | 0.26 | 6.5 | 26 | 9 | M31
|  |  | 556 | 175 | 3797.5 | 5220 | 9017.5 | 2848.125 | 19693 | 11218.3036 | 0.21 | 7.2 | 26 | 10 | M31
|  |  | 557 | 175 | 3797.5 | 6779 | 10576.5 | 2848.125 | 25575 | 15419.7321 | 0.34 | 7.2 | 28 | 10 | M27
|  |  | 558 | 175 | 3797.5 | 8190 | 11987.5 | 2848.125 | 30897 | 19221.1607 | 0.7 | 7.2 | 33 | 10 | M23
|  |  | 559 | 175 | 3797.5 | 9176 | 12973.5 | 2848.125 | 34615 | 21876.875 | 1.01 | 7.2 | 31 | 10 | M20
|  | NL | 560 | 180 | 3906 | 5514 | 9420 | 2929.5 | 20803 | 11929.7857 | 0.79 | 3.8 | 30 | 5 | M31
|  |  | 561 | 180 | 3906 | 5732 | 9638 | 2929.5 | 21626 | 12517.6429 | 0.54 | 4.4 | 28 | 6 | M31 | 561
|  |  | 562 | 180 | 3906 | 6506 | 10412 | 2929.5 | 24544 | 14601.9286 | 0.91 | 4.4 | 31 | 6 | M27
|  | NL | 563 | 180 | 3906 | 5950 | 9856 | 2929.5 | 22445 | 13102.6429 | 0.41 | 5.1 | 27 | 7 | M31
|  | NL | 564 | 180 | 3906 | 6922 | 10828 | 2929.5 | 26111 | 15721.2143 | 0.67 | 5.1 | 29 | 7 | M27
|  |  | 565 | 180 | 3906 | 5936 | 9842 | 2929.5 | 22392 | 13064.7857 | 0.32 | 5.8 | 26 | 8 | M31 | 565
|  |  | 566 | 180 | 3906 | 7047 | 10953 | 2929.5 | 26585 | 16059.7857 | 0.52 | 5.8 | 28 | 8 | M27 | 566
|  | NL | 567 | 180 | 3906 | 5646 | 9552 | 2929.5 | 21301 | 12285.5 | 0.27 | 6.5 | 27 | 9 | M31
|  |  | 568 | 180 | 3906 | 5405 | 9311 | 2929.5 | 20390 | 11634.7857 | 0.23 | 7.2 | 26 | 10 | M31
|  |  | 569 | 180 | 3906 | 7017 | 10923 | 2929.5 | 26473 | 15979.7857 | 0.36 | 7.2 | 28 | 10 | M27
|  |  | 570 | 180 | 3906 | 8346 | 12252 | 2929.5 | 31484 | 19559.0714 | 0.74 | 7.2 | 33 | 10 | M23
|  | NL | 571 | 185 | 4014.5 | 5613 | 9627.5 | 3010.875 | 21176 | 12114.8393 | 0.83 | 3.8 | 30 | 5 | M31
|  |  | 572 | 185 | 4014.5 | 5838 | 9852.5 | 3010.875 | 22025 | 12721.2679 | 0.57 | 4.4 | 28 | 6 | M31 | 572
|  |  | 573 | 185 | 4014.5 | 6627 | 10641.5 | 3010.875 | 25001 | 14846.9821 | 0.96 | 4.4 | 31 | 6 | M27
|  | NL | 574 | 185 | 4014.5 | 6063 | 10077.5 | 3010.875 | 22872 | 13326.2679 | 0.43 | 5.1 | 27 | 7 | M31
|  | NL | 575 | 185 | 4014.5 | 7048 | 11062.5 | 3010.875 | 26590 | 15981.9821 | 0.71 | 5.1 | 30 | 7 | M27
|  |  | 576 | 185 | 4014.5 | 6144 | 10158.5 | 3010.875 | 23178 | 13544.8393 | 0.34 | 5.8 | 27 | 8 | M31 | 576
|  |  | 577 | 185 | 4014.5 | 7187 | 11201.5 | 3010.875 | 27114 | 16356.2679 | 0.55 | 5.8 | 29 | 8 | M27 | 577
|  | NL | 578 | 185 | 4014.5 | 5837 | 9851.5 | 3010.875 | 22022 | 12719.125 | 0.28 | 6.5 | 27 | 9 | M31
|  |  | 579 | 185 | 4014.5 | 5590 | 9604.5 | 3010.875 | 21087 | 12051.2679 | 0.24 | 7.2 | 27 | 10 | M31
|  |  | 580 | 185 | 4014.5 | 7256 | 11270.5 | 3010.875 | 27371 | 16539.8393 | 0.38 | 7.2 | 28 | 10 | M27
|  |  | 581 | 185 | 4014.5 | 8501 | 12515.5 | 3010.875 | 32071 | 19896.9821 | 0.78 | 7.2 | 33 | 10 | M23
|  | NL | 582 | 190 | 4123 | 5709 | 9832 | 3092.25 | 21538 | 12292.0357 | 0.88 | 3.8 | 31 | 5 | M31
|  |  | 583 | 190 | 4123 | 5944 | 10067 | 3092.25 | 22425 | 12925.6071 | 0.61 | 4.4 | 29 | 6 | M31 | 583
|  |  | 584 | 190 | 4123 | 6748 | 10871 | 3092.25 | 25458 | 15092.0357 | 1.01 | 4.4 | 31 | 6 | M27
|  | NL | 585 | 190 | 4123 | 6169 | 10292 | 3092.25 | 23273 | 13531.3214 | 0.45 | 5.1 | 28 | 7 | M31
|  | NL | 586 | 190 | 4123 | 7175 | 11298 | 3092.25 | 27068 | 16242.0357 | 0.75 | 5.1 | 30 | 7 | M27
|  |  | 587 | 190 | 4123 | 6307 | 10430 | 3092.25 | 23793 | 13902.75 | 0.36 | 5.8 | 27 | 8 | M31 | 587
|  |  | 588 | 190 | 4123 | 7319 | 11442 | 3092.25 | 27610 | 16629.1786 | 0.58 | 5.8 | 29 | 8 | M27 | 588
|  | NL | 589 | 190 | 4123 | 6037 | 10160 | 3092.25 | 22774 | 13174.8929 | 0.3 | 6.5 | 27 | 9 | M31
|  |  | 590 | 190 | 4123 | 5774 | 9897 | 3092.25 | 21784 | 12467.75 | 0.25 | 7.2 | 27 | 10 | M31
|  |  | 591 | 190 | 4123 | 7401 | 11524 | 3092.25 | 27921 | 16851.3214 | 0.4 | 7.2 | 29 | 10 | M27
|  |  | 592 | 190 | 4123 | 8653 | 12776 | 3092.25 | 32642 | 20223.4643 | 0.82 | 7.2 | 34 | 10 | M23
|  | NL | 593 | 195 | 4231.5 | 5802 | 10033.5 | 3173.625 | 21888 | 12460.6607 | 0.93 | 3.8 | 31 | 5 | M31
|  |  | 594 | 195 | 4231.5 | 6048 | 10279.5 | 3173.625 | 22817 | 13124.2321 | 0.64 | 4.4 | 29 | 6 | M31 | 594
|  | NL | 595 | 195 | 4231.5 | 6275 | 10506.5 | 3173.625 | 23674 | 13736.375 | 0.47 | 5.1 | 28 | 7 | M31
|  | NL | 596 | 195 | 4231.5 | 7302 | 11533.5 | 3173.625 | 27545 | 16501.375 | 0.79 | 5.1 | 30 | 7 | M27
|  |  | 597 | 195 | 4231.5 | 6425 | 10656.5 | 3173.625 | 24237 | 14138.5179 | 0.37 | 5.8 | 27 | 8 | M31 | 597
|  |  | 598 | 195 | 4231.5 | 7449 | 11680.5 | 3173.625 | 28102 | 16899.2321 | 0.61 | 5.8 | 29 | 8 | M27 | 598
|  | NL | 599 | 195 | 4231.5 | 6236 | 10467.5 | 3173.625 | 23526 | 13630.6607 | 0.32 | 6.5 | 28 | 9 | M31
|  |  | 600 | 195 | 4231.5 | 5959 | 10190.5 | 3173.625 | 22481 | 12884.2321 | 0.26 | 7.2 | 27 | 10 | M31
|  |  | 601 | 195 | 4231.5 | 7534 | 11765.5 | 3173.625 | 28421 | 17127.0893 | 0.42 | 7.2 | 29 | 10 | M27
|  |  | 602 | 195 | 4231.5 | 8797 | 13028.5 | 3173.625 | 33186 | 20530.6607 | 0.87 | 7.2 | 34 | 10 | M23
|  | NL | 603 | 200 | 4340 | 5895 | 10235 | 3255 | 22238 | 12629.2857 | 0.97 | 3.8 | 31 | 5 | M31
|  |  | 604 | 200 | 4340 | 6150 | 10490 | 3255 | 23203 | 13318.5714 | 0.67 | 4.4 | 29 | 6 | M31 | 604
|  | NL | 605 | 200 | 4340 | 6382 | 10722 | 3255 | 24075 | 13941.4286 | 0.5 | 5.1 | 28 | 7 | M31
|  | NL | 606 | 200 | 4340 | 7420 | 11760 | 3255 | 27991 | 16738.5714 | 0.83 | 5.1 | 31 | 7 | M27
|  |  | 607 | 200 | 4340 | 6542 | 10882 | 3255 | 24680 | 14373.5714 | 0.39 | 5.8 | 28 | 8 | M31 | 607
|  |  | 608 | 200 | 4340 | 7580 | 11920 | 3255 | 28595 | 17170 | 0.64 | 5.8 | 30 | 8 | M27 | 608
|  | NL | 609 | 200 | 4340 | 6436 | 10776 | 3255 | 24278 | 14086.4286 | 0.33 | 6.5 | 28 | 9 | M31
|  |  | 610 | 200 | 4340 | 6144 | 10484 | 3255 | 23178 | 13300.7143 | 0.28 | 7.2 | 28 | 10 | M31
|  |  | 611 | 200 | 4340 | 7666 | 12006 | 3255 | 28921 | 17402.8571 | 0.44 | 7.2 | 29 | 10 | M27
|  |  | 612 | 200 | 4340 | 8941 | 13281 | 3255 | 33731 | 20838.5714 | 0.91 | 7.2 | 34 | 10 | M23
|  |  | 613 | 205 | 4448.5 | 6253 | 10701.5 | 3336.375 | 23589 | 13512.9107 | 0.7 | 4.4 | 30 | 6 | M31 | 613
|  | NL | 614 | 205 | 4448.5 | 6488 | 10936.5 | 3336.375 | 24476 | 14146.4821 | 0.52 | 5.1 | 29 | 7 | M31
|  | NL | 615 | 205 | 4448.5 | 7538 | 11986.5 | 3336.375 | 28436 | 16975.0536 | 0.87 | 5.1 | 31 | 7 | M27
|  |  | 616 | 205 | 4448.5 | 6660 | 11108.5 | 3336.375 | 25124 | 14609.3393 | 0.41 | 5.8 | 28 | 8 | M31 | 616
|  |  | 617 | 205 | 4448.5 | 7710 | 12158.5 | 3336.375 | 29087 | 17440.0536 | 0.68 | 5.8 | 30 | 8 | M27 | 617
|  | NL | 618 | 205 | 4448.5 | 6635 | 11083.5 | 3336.375 | 25030 | 14542.1964 | 0.35 | 6.5 | 28 | 9 | M31
|  |  | 619 | 205 | 4448.5 | 6329 | 10777.5 | 3336.375 | 23875 | 13717.1964 | 0.29 | 7.2 | 28 | 10 | M31
|  |  | 620 | 205 | 4448.5 | 7799 | 12247.5 | 3336.375 | 29421 | 17678.625 | 0.47 | 7.2 | 30 | 10 | M27
|  |  | 621 | 205 | 4448.5 | 9086 | 13534.5 | 3336.375 | 34275 | 21145.7679 | 0.96 | 7.2 | 35 | 10 | M23
|  |  | 622 | 210 | 4557 | 6355 | 10912 | 3417.75 | 23974 | 13706.5357 | 0.74 | 4.4 | 30 | 6 | M31
|  | NL | 623 | 210 | 4557 | 6594 | 11151 | 3417.75 | 24877 | 14351.5357 | 0.55 | 5.1 | 29 | 7 | M31
|  | NL | 624 | 210 | 4557 | 7656 | 12213 | 3417.75 | 28882 | 17212.25 | 0.91 | 5.1 | 31 | 7 | M27
|  |  | 625 | 210 | 4557 | 6777 | 11334 | 3417.75 | 25567 | 14844.3929 | 0.43 | 5.8 | 28 | 8 | M31 | 625
|  |  | 626 | 210 | 4557 | 7835 | 12392 | 3417.75 | 29559 | 17695.8214 | 0.71 | 5.8 | 30 | 8 | M27 | 626
|  | NL | 627 | 210 | 4557 | 6834 | 11391 | 3417.75 | 25783 | 14998.6786 | 0.37 | 6.5 | 29 | 9 | M31
|  |  | 628 | 210 | 4557 | 6521 | 11078 | 3417.75 | 24600 | 14153.6786 | 0.3 | 7.2 | 28 | 10 | M31
|  |  | 629 | 210 | 4557 | 7932 | 12489 | 3417.75 | 29921 | 17954.3929 | 0.49 | 7.2 | 30 | 10 | M27
|  |  | 630 | 210 | 4557 | 9227 | 13784 | 3417.75 | 34808 | 21445.1071 | 1 | 7.2 | 35 | 10 | M23
|  |  | 631 | 215 | 4665.5 | 6460 | 11125.5 | 3499.125 | 24369 | 13907.3036 | 0.77 | 4.4 | 31 | 6 | M31
|  | NL | 632 | 215 | 4665.5 | 6701 | 11366.5 | 3499.125 | 25278 | 14556.5893 | 0.58 | 5.1 | 29 | 7 | M31
|  | NL | 633 | 215 | 4665.5 | 7768 | 12433.5 | 3499.125 | 29303 | 17431.5893 | 0.96 | 5.1 | 32 | 7 | M27
|  |  | 634 | 215 | 4665.5 | 6892 | 11557.5 | 3499.125 | 26002 | 15073.7321 | 0.45 | 5.8 | 29 | 8 | M31 | 634
|  |  | 635 | 215 | 4665.5 | 7960 | 12625.5 | 3499.125 | 30030 | 17950.875 | 0.74 | 5.8 | 31 | 8 | M27
|  | NL | 636 | 215 | 4665.5 | 6989 | 11654.5 | 3499.125 | 26367 | 15334.4464 | 0.38 | 6.5 | 29 | 9 | M31
|  |  | 637 | 215 | 4665.5 | 6715 | 11380.5 | 3499.125 | 25331 | 14594.4464 | 0.32 | 7.2 | 29 | 10 | M31
|  |  | 638 | 215 | 4665.5 | 8056 | 12721.5 | 3499.125 | 30391 | 18208.7321 | 0.51 | 7.2 | 30 | 10 | M27
|  |  | 639 | 215 | 4665.5 | 9364 | 14029.5 | 3499.125 | 35325 | 21733.0179 | 1.05 | 7.2 | 36 | 10 | M23
|  |  | 640 | 220 | 4774 | 6564 | 11338 | 3580.5 | 24764 | 14108.0714 | 0.81 | 4.4 | 31 | 6 | M31
|  | NL | 641 | 220 | 4774 | 6807 | 11581 | 3580.5 | 25679 | 14761.6429 | 0.6 | 5.1 | 30 | 7 | M31
|  | NL | 642 | 220 | 4774 | 7876 | 12650 | 3580.5 | 29712 | 17642.3571 | 1 | 5.1 | 32 | 7 | M27
|  |  | 643 | 220 | 4774 | 7005 | 11779 | 3580.5 | 26426 | 15295.2143 | 0.47 | 5.8 | 29 | 8 | M31 | 643
|  |  | 644 | 220 | 4774 | 8085 | 12859 | 3580.5 | 30502 | 18206.6429 | 0.78 | 5.8 | 31 | 8 | M27
|  | NL | 645 | 220 | 4774 | 7103 | 11877 | 3580.5 | 26795 | 15558.7857 | 0.4 | 6.5 | 30 | 9 | M31
|  |  | 646 | 220 | 4774 | 6908 | 11682 | 3580.5 | 26062 | 15035.2143 | 0.33 | 7.2 | 29 | 10 | M31
|  |  | 647 | 220 | 4774 | 8180 | 12954 | 3580.5 | 30858 | 18460.9286 | 0.54 | 7.2 | 31 | 10 | M27
|  |  | 648 | 225 | 4882.5 | 6669 | 11551.5 | 3661.875 | 25160 | 14309.5536 | 0.85 | 4.4 | 32 | 6 | M31
|  | NL | 649 | 225 | 4882.5 | 6913 | 11795.5 | 3661.875 | 26081 | 14967.4107 | 0.63 | 5.1 | 30 | 7 | M31
|  |  | 650 | 225 | 4882.5 | 7118 | 12000.5 | 3661.875 | 26851 | 15517.4107 | 0.5 | 5.8 | 30 | 8 | M31 | 650
|  |  | 651 | 225 | 4882.5 | 8208 | 13090.5 | 3661.875 | 30966 | 18456.6964 | 0.81 | 5.8 | 31 | 8 | M27
|  | NL | 652 | 225 | 4882.5 | 7216 | 12098.5 | 3661.875 | 27224 | 15783.8393 | 0.42 | 6.5 | 30 | 9 | M31
|  |  | 653 | 225 | 4882.5 | 7102 | 11984.5 | 3661.875 | 26793 | 15475.9821 | 0.35 | 7.2 | 30 | 10 | M31
|  |  | 654 | 225 | 4882.5 | 8304 | 13186.5 | 3661.875 | 31326 | 18713.8393 | 0.56 | 7.2 | 31 | 10 | M27
|  |  | 655 | 230 | 4991 | 6773 | 11764 | 3743.25 | 25551 | 14507.4643 | 0.89 | 4.4 | 32 | 6 | M31
|  | NL | 656 | 230 | 4991 | 7017 | 12008 | 3743.25 | 26472 | 15165.3214 | 0.66 | 5.1 | 31 | 7 | M31
|  |  | 657 | 230 | 4991 | 7230 | 12221 | 3743.25 | 27276 | 15739.6071 | 0.52 | 5.8 | 30 | 8 | M31 | 657
|  |  | 658 | 230 | 4991 | 8306 | 13297 | 3743.25 | 31336 | 18639.6071 | 0.85 | 5.8 | 32 | 8 | M27
|  | NL | 659 | 230 | 4991 | 7330 | 12321 | 3743.25 | 27653 | 16008.8929 | 0.44 | 6.5 | 31 | 9 | M31
|  |  | 660 | 230 | 4991 | 7296 | 12287 | 3743.25 | 27524 | 15916.75 | 0.36 | 7.2 | 30 | 10 | M31
|  |  | 661 | 230 | 4991 | 8428 | 13419 | 3743.25 | 31793 | 18966.0357 | 0.59 | 7.2 | 31 | 10 | M27
|  |  | 662 | 235 | 5099.5 | 6872 | 11971.5 | 3824.625 | 25923 | 14691.8036 | 0.92 | 4.4 | 33 | 6 | M31
|  | NL | 663 | 235 | 5099.5 | 7118 | 12217.5 | 3824.625 | 26851 | 15354.6607 | 0.69 | 5.1 | 31 | 7 | M31
|  |  | 664 | 235 | 5099.5 | 7343 | 12442.5 | 3824.625 | 27700 | 15961.0893 | 0.54 | 5.8 | 31 | 8 | M31 | 664
|  |  | 665 | 235 | 5099.5 | 8405 | 13504.5 | 3824.625 | 31706 | 18822.5179 | 0.89 | 5.8 | 32 | 8 | M27
|  | NL | 666 | 235 | 5099.5 | 7444 | 12543.5 | 3824.625 | 28081 | 16233.2321 | 0.46 | 6.5 | 31 | 9 | M31
|  |  | 667 | 235 | 5099.5 | 7490 | 12589.5 | 3824.625 | 28256 | 16358.2321 | 0.38 | 7.2 | 31 | 10 | M31
|  |  | 668 | 235 | 5099.5 | 8552 | 13651.5 | 3824.625 | 32260 | 19218.2321 | 0.61 | 7.2 | 32 | 10 | M27
|  |  | 669 | 240 | 5208 | 6970 | 12178 | 3906 | 26296 | 14876.8571 | 0.96 | 4.4 | 33 | 6 | M31
|  | NL | 670 | 240 | 5208 | 7218 | 12426 | 3906 | 27230 | 15544 | 0.72 | 5.1 | 32 | 7 | M31
|  |  | 671 | 240 | 5208 | 7451 | 12659 | 3906 | 28110 | 16172.5714 | 0.56 | 5.8 | 31 | 8 | M31 | 671
|  |  | 672 | 240 | 5208 | 8503 | 13711 | 3906 | 32077 | 19006.1429 | 0.92 | 5.8 | 32 | 8 | M27
|  | NL | 673 | 240 | 5208 | 7557 | 12765 | 3906 | 28510 | 16458.2857 | 0.48 | 6.5 | 32 | 9 | M31
|  |  | 674 | 240 | 5208 | 7643 | 12851 | 3906 | 28831 | 16687.5714 | 0.4 | 7.2 | 31 | 10 | M31
|  |  | 675 | 240 | 5208 | 8667 | 13875 | 3906 | 32695 | 19447.5714 | 0.64 | 7.2 | 32 | 10 | M27
|  |  | 676 | 245 | 5316.5 | 7069 | 12385.5 | 3987.375 | 26668 | 15061.1964 | 1 | 4.4 | 33 | 6 | M31
|  | NL | 677 | 245 | 5316.5 | 7319 | 12635.5 | 3987.375 | 27610 | 15734.0536 | 0.75 | 5.1 | 32 | 7 | M31
|  |  | 678 | 245 | 5316.5 | 7556 | 12872.5 | 3987.375 | 28505 | 16373.3393 | 0.59 | 5.8 | 32 | 8 | M31 | 678
|  |  | 679 | 245 | 5316.5 | 8600 | 13916.5 | 3987.375 | 32442 | 19185.4821 | 0.96 | 5.8 | 32 | 8 | M27
|  | NL | 680 | 245 | 5316.5 | 7665 | 12981.5 | 3987.375 | 28915 | 16666.1964 | 0.5 | 6.5 | 32 | 9 | M31
|  |  | 681 | 245 | 5316.5 | 7750 | 13066.5 | 3987.375 | 29238 | 16896.9107 | 0.41 | 7.2 | 32 | 10 | M31
|  |  | 682 | 245 | 5316.5 | 8782 | 14098.5 | 3987.375 | 33128 | 19675.4821 | 0.66 | 7.2 | 32 | 10 | M27
|  | NL | 683 | 250 | 5425 | 7418 | 12843 | 4068.75 | 27986 | 15921.25 | 0.78 | 5.1 | 33 | 7 | M31
|  |  | 684 | 250 | 5425 | 7661 | 13086 | 4068.75 | 28901 | 16574.8214 | 0.61 | 5.8 | 32 | 8 | M31 | 684
|  |  | 685 | 250 | 5425 | 8691 | 14116 | 4068.75 | 32785 | 19349.1071 | 1 | 5.8 | 33 | 8 | M27
|  | NL | 686 | 250 | 5425 | 7771 | 13196 | 4068.75 | 29316 | 16871.25 | 0.52 | 6.5 | 33 | 9 | M31
|  |  | 687 | 250 | 5425 | 7858 | 13283 | 4068.75 | 29645 | 17106.25 | 0.43 | 7.2 | 32 | 10 | M31
|  |  | 688 | 250 | 5425 | 8896 | 14321 | 4068.75 | 33561 | 19903.3929 | 0.69 | 7.2 | 33 | 10 | M27
|  | NL | 689 | 255 | 5533.5 | 7512 | 13045.5 | 4150.125 | 28339 | 16092.0179 | 0.81 | 5.1 | 34 | 7 | M31
|  |  | 690 | 255 | 5533.5 | 7766 | 13299.5 | 4150.125 | 29296 | 16775.5893 | 0.64 | 5.8 | 33 | 8 | M31 | 690
|  |  | 691 | 255 | 5533.5 | 8781 | 14314.5 | 4150.125 | 33127 | 19512.0179 | 1.04 | 5.8 | 34 | 8 | M27
|  | NL | 692 | 255 | 5533.5 | 7877 | 13410.5 | 4150.125 | 29718 | 17077.0179 | 0.54 | 6.5 | 34 | 9 | M31
|  |  | 693 | 255 | 5533.5 | 7966 | 13499.5 | 4150.125 | 30052 | 17315.5893 | 0.45 | 7.2 | 33 | 10 | M31
|  |  | 694 | 255 | 5533.5 | 9011 | 14544.5 | 4150.125 | 33995 | 20132.0179 | 0.72 | 7.2 | 33 | 10 | M27
|  | NL | 695 | 260 | 5642 | 7606 | 13248 | 4231.5 | 28692 | 16262.7857 | 0.84 | 5.1 | 35 | 7 | M31
|  |  | 696 | 260 | 5642 | 7870 | 13512 | 4231.5 | 29691 | 16976.3571 | 0.66 | 5.8 | 34 | 8 | M31 | 696
|  | NL | 697 | 260 | 5642 | 7984 | 13626 | 4231.5 | 30119 | 17282.0714 | 0.56 | 6.5 | 34 | 9 | M31
|  |  | 698 | 260 | 5642 | 8074 | 13716 | 4231.5 | 30459 | 17524.9286 | 0.46 | 7.2 | 34 | 10 | M31
|  |  | 699 | 260 | 5642 | 9126 | 14768 | 4231.5 | 34428 | 20359.9286 | 0.75 | 7.2 | 34 | 10 | M27
|  | NL | 700 | 265 | 5750.5 | 7699 | 13449.5 | 4312.875 | 29045 | 16433.5536 | 0.87 | 5.1 | 35 | 7 | M31
|  |  | 701 | 265 | 5750.5 | 7973 | 13723.5 | 4312.875 | 30078 | 17171.4107 | 0.69 | 5.8 | 35 | 8 | M31 | 701
|  | NL | 702 | 265 | 5750.5 | 8090 | 13840.5 | 4312.875 | 30520 | 17487.125 | 0.58 | 6.5 | 35 | 9 | M31
|  |  | 703 | 265 | 5750.5 | 8182 | 13932.5 | 4312.875 | 30866 | 17734.2679 | 0.48 | 7.2 | 35 | 10 | M31
|  |  | 704 | 265 | 5750.5 | 9235 | 14985.5 | 4312.875 | 34839 | 20572.125 | 0.78 | 7.2 | 34 | 10 | M27
|  | NL | 705 | 270 | 5859 | 7793 | 13652 | 4394.25 | 29398 | 16604.3214 | 0.91 | 5.1 | 36 | 7 | M31
|  |  | 706 | 270 | 5859 | 8073 | 13932 | 4394.25 | 30456 | 17360.0357 | 0.71 | 5.8 | 35 | 8 | M31 | 706
|  | NL | 707 | 270 | 5859 | 8195 | 14054 | 4394.25 | 30917 | 17689.3214 | 0.6 | 6.5 | 36 | 9 | M31
|  |  | 708 | 270 | 5859 | 8289 | 14148 | 4394.25 | 31270 | 17941.4643 | 0.5 | 7.2 | 35 | 10 | M31
|  |  | 709 | 270 | 5859 | 9344 | 15203 | 4394.25 | 35251 | 20785.0357 | 0.81 | 7.2 | 35 | 10 | M27
|  | NL | 710 | 275 | 5967.5 | 7880 | 13847.5 | 4475.625 | 29728 | 16758.6607 | 0.94 | 5.1 | 37 | 7 | M31
|  |  | 711 | 275 | 5967.5 | 8174 | 14141.5 | 4475.625 | 30834 | 17548.6607 | 0.74 | 5.8 | 36 | 8 | M31
|  | NL | 712 | 275 | 5967.5 | 8296 | 14263.5 | 4475.625 | 31295 | 17877.9464 | 0.62 | 6.5 | 37 | 9 | M31
|  |  | 713 | 275 | 5967.5 | 8390 | 14357.5 | 4475.625 | 31650 | 18131.5179 | 0.52 | 7.2 | 36 | 10 | M31
|  |  | 714 | 275 | 5967.5 | 9454 | 15421.5 | 4475.625 | 35663 | 20997.9464 | 0.84 | 7.2 | 35 | 10 | M27
|  | NL | 715 | 280 | 6076 | 7966 | 14042 | 4557 | 30052 | 16908.7143 | 0.97 | 5.1 | 38 | 7 | M31
|  |  | 716 | 280 | 6076 | 8274 | 14350 | 4557 | 31213 | 17738 | 0.77 | 5.8 | 37 | 8 | M31
|  | NL | 717 | 280 | 6076 | 8396 | 14472 | 4557 | 31673 | 18066.5714 | 0.65 | 6.5 | 37 | 9 | M31
|  |  | 718 | 280 | 6076 | 8491 | 14567 | 4557 | 32030 | 18321.5714 | 0.54 | 7.2 | 37 | 10 | M31
|  |  | 719 | 280 | 6076 | 9563 | 15639 | 4557 | 36075 | 21210.8571 | 0.87 | 7.2 | 36 | 10 | M27
|  | NL | 720 | 285 | 6184.5 | 8052 | 14236.5 | 4638.375 | 30376 | 17058.7679 | 1.01 | 5.1 | 38 | 7 | M31
|  |  | 721 | 285 | 6184.5 | 8374 | 14558.5 | 4638.375 | 31591 | 17926.625 | 0.79 | 5.8 | 38 | 8 | M31
|  | NL | 722 | 285 | 6184.5 | 8496 | 14680.5 | 4638.375 | 32051 | 18255.1964 | 0.67 | 6.5 | 38 | 9 | M31
|  |  | 723 | 285 | 6184.5 | 8591 | 14775.5 | 4638.375 | 32411 | 18512.3393 | 0.56 | 7.2 | 38 | 10 | M31
|  |  | 724 | 285 | 6184.5 | 9670 | 15854.5 | 4638.375 | 36480 | 21418.7679 | 0.9 | 7.2 | 36 | 10 | M27
|  |  | 725 | 290 | 6293 | 8464 | 14757 | 4719.75 | 31929 | 18086.6786 | 0.82 | 5.8 | 38 | 8 | M31
|  | NL | 726 | 290 | 6293 | 8596 | 14889 | 4719.75 | 32429 | 18443.8214 | 0.69 | 6.5 | 39 | 9 | M31
|  |  | 727 | 290 | 6293 | 8692 | 14985 | 4719.75 | 32791 | 18702.3929 | 0.58 | 7.2 | 38 | 10 | M31
|  |  | 728 | 290 | 6293 | 9756 | 16049 | 4719.75 | 36805 | 21569.5357 | 0.93 | 7.2 | 37 | 10 | M27
|  |  | 729 | 295 | 6401.5 | 8542 | 14943.5 | 4801.125 | 32226 | 18217.4464 | 0.85 | 5.8 | 39 | 8 | M31
|  | NL | 730 | 295 | 6401.5 | 8696 | 15097.5 | 4801.125 | 32807 | 18632.4464 | 0.72 | 6.5 | 39 | 9 | M31
|  |  | 731 | 295 | 6401.5 | 8793 | 15194.5 | 4801.125 | 33172 | 18893.1607 | 0.6 | 7.2 | 39 | 10 | M31
|  |  | 732 | 295 | 6401.5 | 9842 | 16243.5 | 4801.125 | 37130 | 21720.3036 | 0.96 | 7.2 | 37 | 10 | M27
|  |  | 733 | 300 | 6510 | 8621 | 15131 | 4882.5 | 32523 | 18348.2143 | 0.88 | 5.8 | 40 | 8 | M31
|  | NL | 734 | 300 | 6510 | 8793 | 15303 | 4882.5 | 33172 | 18811.7857 | 0.74 | 6.5 | 40 | 9 | M31
|  |  | 735 | 300 | 6510 | 8894 | 15404 | 4882.5 | 33552 | 19083.2143 | 0.62 | 7.2 | 40 | 10 | M31
|  |  | 736 | 300 | 6510 | 9929 | 16439 | 4882.5 | 37455 | 21871.0714 | 0.99 | 7.2 | 38 | 10 | M27
|  |  | 737 | 305 | 6618.5 | 8700 | 15318.5 | 4963.875 | 32821 | 18479.6964 | 0.91 | 5.8 | 40 | 8 | M31
|  | NL | 738 | 305 | 6618.5 | 8887 | 15505.5 | 4963.875 | 33525 | 18982.5536 | 0.77 | 6.5 | 41 | 9 | M31
|  |  | 739 | 305 | 6618.5 | 8989 | 15607.5 | 4963.875 | 33910 | 19257.5536 | 0.64 | 7.2 | 40 | 10 | M31
|  |  | 740 | 305 | 6618.5 | 10015 | 16633.5 | 4963.875 | 37780 | 22021.8393 | 1.03 | 7.2 | 38 | 10 | M27
|  |  | 741 | 310 | 6727 | 8779 | 15506 | 5045.25 | 33118 | 18610.4643 | 0.94 | 5.8 | 41 | 8 | M31
|  | NL | 742 | 310 | 6727 | 8980 | 15707 | 5045.25 | 33878 | 19153.3214 | 0.79 | 6.5 | 41 | 9 | M31
|  |  | 743 | 310 | 6727 | 9082 | 15809 | 5045.25 | 34263 | 19428.3214 | 0.66 | 7.2 | 41 | 10 | M31
|  |  | 744 | 315 | 6835.5 | 8855 | 15690.5 | 5126.625 | 33404 | 18733.375 | 0.97 | 5.8 | 42 | 8 | M31
|  | NL | 745 | 315 | 6835.5 | 9074 | 15909.5 | 5126.625 | 34231 | 19324.0893 | 0.82 | 6.5 | 42 | 9 | M31
|  |  | 746 | 315 | 6835.5 | 9176 | 16011.5 | 5126.625 | 34616 | 19599.0893 | 0.68 | 7.2 | 42 | 10 | M31
|  |  | 747 | 320 | 6944 | 8928 | 15872 | 5208 | 33679 | 18848.4286 | 1 | 5.8 | 42 | 8 | M31
|  | NL | 748 | 320 | 6944 | 9167 | 16111 | 5208 | 34584 | 19494.8571 | 0.84 | 6.5 | 43 | 9 | M31
|  |  | 749 | 320 | 6944 | 9269 | 16213 | 5208 | 34968 | 19769.1429 | 0.7 | 7.2 | 42 | 10 | M31
|  |  | 750 | 325 | 7052.5 | 9000 | 16052.5 | 5289.375 | 33954 | 18963.4821 | 1.03 | 5.8 | 43 | 8 | M31
|  | NL | 751 | 325 | 7052.5 | 9261 | 16313.5 | 5289.375 | 34937 | 19665.625 | 0.87 | 6.5 | 43 | 9 | M31
|  |  | 752 | 325 | 7052.5 | 9363 | 16415.5 | 5289.375 | 35321 | 19939.9107 | 0.72 | 7.2 | 43 | 10 | M31
|  | NL | 753 | 330 | 7161 | 9338 | 16499 | 5370.75 | 35227 | 19791.3929 | 0.9 | 6.5 | 44 | 9 | M31
|  |  | 754 | 330 | 7161 | 9456 | 16617 | 5370.75 | 35674 | 20110.6786 | 0.74 | 7.2 | 44 | 10 | M31
|  | NL | 755 | 335 | 7269.5 | 9412 | 16681.5 | 5452.125 | 35507 | 19910.0179 | 0.92 | 6.5 | 45 | 9 | M31
|  |  | 756 | 335 | 7269.5 | 9548 | 16817.5 | 5452.125 | 36018 | 20275.0179 | 0.77 | 7.2 | 44 | 10 | M31
|  | NL | 757 | 340 | 7378 | 9486 | 16864 | 5533.5 | 35787 | 20028.6429 | 0.95 | 6.5 | 45 | 9 | M31
|  |  | 758 | 340 | 7378 | 9637 | 17015 | 5533.5 | 36354 | 20433.6429 | 0.79 | 7.2 | 45 | 10 | M31
|  | NL | 759 | 345 | 7486.5 | 9561 | 17047.5 | 5614.875 | 36067 | 20147.2679 | 0.98 | 6.5 | 46 | 9 | M31
|  |  | 760 | 345 | 7486.5 | 9725 | 17211.5 | 5614.875 | 36689 | 20591.5536 | 0.81 | 7.2 | 45 | 10 | M31
|  | NL | 761 | 350 | 7595 | 9635 | 17230 | 5696.25 | 36347 | 20265.8929 | 1.01 | 6.5 | 46 | 9 | M31
|  |  | 762 | 350 | 7595 | 9814 | 17409 | 5696.25 | 37024 | 20749.4643 | 0.84 | 7.2 | 46 | 10 | M31
|  |  | 763 | 355 | 7703.5 | 9903 | 17606.5 | 5777.625 | 37359 | 20907.375 | 0.86 | 7.2 | 47 | 10 | M31
|  |  | 764 | 360 | 7812 | 9992 | 17804 | 5859 | 37695 | 21066 | 0.89 | 7.2 | 47 | 10 | M31
|  |  | 765 | 365 | 7920.5 | 10078 | 17998.5 | 5940.375 | 38020 | 21216.7679 | 0.91 | 7.2 | 48 | 10 | M31
|  |  | 766 | 370 | 8029 | 10149 | 18178 | 6021.75 | 38285 | 21324.6786 | 0.94 | 7.2 | 48 | 10 | M31
|  |  | 767 | 375 | 8137.5 | 10219 | 18356.5 | 6103.125 | 38549 | 21431.875 | 0.96 | 7.2 | 49 | 10 | M31
|  |  | 768 | 380 | 8246 | 10289 | 18535 | 6184.5 | 38814 | 21539.7857 | 0.99 | 7.2 | 50 | 10 | M31
|  |  | 769 | 385 | 8354.5 | 10359 | 18713.5 | 6265.875 | 39078 | 21646.9821 | 1.01 | 7.2 | 50 | 10 | M31
|  |  | 1 | 5 | 108.5 | 462 | 570.5 | 81.375 | 1742 | 1162.9107 | 0.35 | 1.7 | 15 | 2 | M13
|  |  | 2 | 5 | 108.5 | 365 | 473.5 | 81.375 | 1379 | 903.625 | 0.18 | 1.7 | 15 | 2 | M17
|  | NL | 3 | 5 | 108.5 | 506 | 614.5 | 81.375 | 1910 | 1282.9107 | 0.15 | 2.4 | 15 | 3 | M13
|  |  | 4 | 10 | 217 | 750 | 967 | 162.75 | 2831 | 1859.3929 | 0.69 | 1.7 | 19 | 2 | M17
|  |  | 5 | 10 | 217 | 626 | 843 | 162.75 | 2365 | 1526.5357 | 0.31 | 1.7 | 15 | 2 | M20
|  |  | 6 | 10 | 217 | 580 | 797 | 162.75 | 2189 | 1400.8214 | 0.21 | 1.7 | 15 | 2 | M23
|  | NL | 7 | 10 | 217 | 996 | 1213 | 162.75 | 3760 | 2522.9643 | 0.57 | 2.4 | 15 | 3 | M13
|  | NL | 8 | 10 | 217 | 761 | 978 | 162.75 | 2873 | 1889.3929 | 0.29 | 2.4 | 15 | 3 | M17
|  | NL | 9 | 10 | 217 | 600 | 817 | 162.75 | 2266 | 1455.8214 | 0.13 | 2.4 | 15 | 3 | M20
|  |  | 10 | 10 | 217 | 1023 | 1240 | 162.75 | 3862 | 2595.8214 | 0.32 | 3.1 | 15 | 4 | M13
|  |  | 11 | 10 | 217 | 815 | 1032 | 162.75 | 3076 | 2034.3929 | 0.16 | 3.1 | 15 | 4 | M17
|  | NL | 12 | 10 | 217 | 1080 | 1297 | 162.75 | 4075 | 2747.9643 | 0.2 | 3.8 | 15 | 5 | M13
|  |  | 13 | 10 | 217 | 1109 | 1326 | 162.75 | 4183 | 2825.1071 | 0.14 | 4.4 | 15 | 6 | M13
|  |  | 14 | 15 | 325.5 | 847 | 1172.5 | 244.125 | 3198 | 2040.1607 | 0.68 | 1.7 | 18 | 2 | M20
|  |  | 15 | 15 | 325.5 | 811 | 1136.5 | 244.125 | 3061 | 1942.3036 | 0.46 | 1.7 | 19 | 2 | M23
|  |  | 16 | 15 | 325.5 | 673 | 998.5 | 244.125 | 2539 | 1569.4464 | 0.22 | 1.7 | 15 | 2 | M27
|  | NL | 17 | 15 | 325.5 | 1208 | 1533.5 | 244.125 | 4559 | 3012.3036 | 0.64 | 2.4 | 19 | 3 | M17
|  | NL | 18 | 15 | 325.5 | 929 | 1254.5 | 244.125 | 3506 | 2260.1607 | 0.29 | 2.4 | 15 | 3 | M20
|  | NL | 19 | 15 | 325.5 | 848 | 1173.5 | 244.125 | 3200 | 2041.5893 | 0.19 | 2.4 | 15 | 3 | M23
|  |  | 20 | 15 | 325.5 | 1569 | 1894.5 | 244.125 | 5920 | 3984.4464 | 0.72 | 3.1 | 18 | 4 | M13
|  |  | 21 | 15 | 325.5 | 1186 | 1511.5 | 244.125 | 4476 | 2953.0179 | 0.36 | 3.1 | 17 | 4 | M17
|  |  | 22 | 15 | 325.5 | 883 | 1208.5 | 244.125 | 3332 | 2135.875 | 0.16 | 3.1 | 15 | 4 | M20
|  | NL | 23 | 15 | 325.5 | 1598 | 1923.5 | 244.125 | 6029 | 4062.3036 | 0.45 | 3.8 | 16 | 5 | M13
|  | NL | 24 | 15 | 325.5 | 1259 | 1584.5 | 244.125 | 4751 | 3149.4464 | 0.23 | 3.8 | 15 | 5 | M17
|  |  | 25 | 15 | 325.5 | 1678 | 2003.5 | 244.125 | 6330 | 4277.3036 | 0.31 | 4.4 | 15 | 6 | M13
|  |  | 26 | 15 | 325.5 | 1308 | 1633.5 | 244.125 | 4937 | 3282.3036 | 0.16 | 4.4 | 15 | 6 | M17
|  | NL | 27 | 15 | 325.5 | 1839 | 2164.5 | 244.125 | 6937 | 4710.875 | 0.23 | 5.1 | 15 | 7 | M13
|  |  | 28 | 15 | 325.5 | 1917 | 2242.5 | 244.125 | 7235 | 4923.7321 | 0.18 | 5.8 | 15 | 8 | M13
|  |  | 29 | 15 | 325.5 | 1917 | 2242.5 | 244.125 | 7235 | 4923.7321 | 0.18 | 5.8 | 15 | 8 | M13
|  | NL | 30 | 15 | 325.5 | 1973 | 2298.5 | 244.125 | 7444 | 5073.0179 | 0.14 | 1.6 | 15 | 9 | M13
|  |  | 31 | 20 | 434 | 1057 | 1491 | 325.5 | 3989 | 2523.7857 | 0.82 | 1.7 | 23 | 2 | M23
|  |  | 32 | 20 | 434 | 830 | 1264 | 325.5 | 3131 | 1910.9286 | 0.39 | 1.7 | 17 | 2 | M27
|  |  | 33 | 20 | 434 | 736 | 1170 | 325.5 | 2777 | 1658.0714 | 0.23 | 1.7 | 15 | 2 | M31
|  | NL | 34 | 20 | 434 | 1209 | 1643 | 325.5 | 4561 | 2932.3571 | 0.5 | 2.4 | 17 | 3 | M20
|  | NL | 35 | 20 | 434 | 1139 | 1573 | 325.5 | 4298 | 2744.5 | 0.34 | 2.4 | 18 | 3 | M23
|  | NL | 36 | 20 | 434 | 906 | 1340 | 325.5 | 3418 | 2115.9286 | 0.16 | 2.4 | 15 | 3 | M27
|  |  | 37 | 20 | 434 | 1659 | 2093 | 325.5 | 6260 | 4145.9286 | 0.64 | 3.1 | 21 | 4 | M17
|  |  | 38 | 20 | 434 | 1205 | 1639 | 325.5 | 4547 | 2922.3571 | 0.28 | 3.1 | 15 | 4 | M20
|  |  | 39 | 20 | 434 | 1106 | 1540 | 325.5 | 4173 | 2655.2143 | 0.19 | 3.1 | 16 | 4 | M23
|  | NL | 40 | 20 | 434 | 2078 | 2512 | 325.5 | 7842 | 5275.9286 | 0.8 | 3.8 | 20 | 5 | M13
|  | NL | 41 | 20 | 434 | 1661 | 2095 | 325.5 | 6268 | 4151.6429 | 0.4 | 3.8 | 18 | 5 | M17
|  | NL | 42 | 20 | 434 | 1255 | 1689 | 325.5 | 4735 | 3056.6429 | 0.18 | 3.8 | 15 | 5 | M20
|  |  | 43 | 20 | 434 | 2218 | 2652 | 325.5 | 8370 | 5653.0714 | 0.55 | 4.4 | 18 | 6 | M13
|  |  | 44 | 20 | 434 | 1754 | 2188 | 325.5 | 6618 | 4401.6429 | 0.28 | 4.4 | 17 | 6 | M17
|  | NL | 45 | 20 | 434 | 2422 | 2856 | 325.5 | 9136 | 6200.2143 | 0.41 | 5.1 | 16 | 7 | M13
|  | NL | 46 | 20 | 434 | 1909 | 2343 | 325.5 | 7204 | 4820.2143 | 0.21 | 5.1 | 16 | 7 | M17
|  |  | 47 | 20 | 434 | 2477 | 2911 | 325.5 | 9345 | 6349.5 | 0.32 | 5.8 | 15 | 8 | M13
|  |  | 48 | 20 | 434 | 2477 | 2911 | 325.5 | 9345 | 6349.5 | 0.32 | 5.8 | 15 | 8 | M13
|  |  | 49 | 20 | 434 | 2026 | 2460 | 325.5 | 7644 | 5134.5 | 0.16 | 5.8 | 15 | 8 | M17
|  | NL | 50 | 20 | 434 | 2525 | 2959 | 325.5 | 9526 | 6478.7857 | 0.25 | 2.1 | 15 | 9 | M13
|  |  | 51 | 20 | 434 | 2569 | 3003 | 325.5 | 9691 | 6596.6429 | 0.21 | 2.1 | 15 | 10 | M13
|  |  | 52 | 25 | 542.5 | 1032 | 1574.5 | 406.875 | 3894 | 2374.5536 | 0.6 | 1.7 | 20 | 2 | M27
|  |  | 53 | 25 | 542.5 | 866 | 1408.5 | 406.875 | 3268 | 1927.4107 | 0.36 | 1.7 | 17 | 2 | M31
|  | NL | 54 | 25 | 542.5 | 1414 | 1956.5 | 406.875 | 5336 | 3404.5536 | 0.79 | 2.4 | 20 | 3 | M20
|  | NL | 55 | 25 | 542.5 | 1339 | 1881.5 | 406.875 | 5052 | 3201.6964 | 0.53 | 2.4 | 21 | 3 | M23
|  | NL | 56 | 25 | 542.5 | 1127 | 1669.5 | 406.875 | 4252 | 2630.2679 | 0.25 | 2.4 | 15 | 3 | M27
|  | NL | 57 | 25 | 542.5 | 923 | 1465.5 | 406.875 | 3482 | 2080.2679 | 0.15 | 2.4 | 15 | 3 | M31
|  |  | 58 | 25 | 542.5 | 2000 | 2542.5 | 406.875 | 7547 | 4983.8393 | 0.99 | 3.1 | 24 | 4 | M17
|  |  | 59 | 25 | 542.5 | 1524 | 2066.5 | 406.875 | 5752 | 3701.6964 | 0.44 | 3.1 | 18 | 4 | M20
|  |  | 60 | 25 | 542.5 | 1434 | 1976.5 | 406.875 | 5412 | 3458.8393 | 0.3 | 3.1 | 19 | 4 | M23
|  | NL | 61 | 25 | 542.5 | 2031 | 2573.5 | 406.875 | 7664 | 5067.4107 | 0.62 | 3.8 | 21 | 5 | M17
|  | NL | 62 | 25 | 542.5 | 1542 | 2084.5 | 406.875 | 5820 | 3750.2679 | 0.28 | 3.8 | 15 | 5 | M20
|  | NL | 63 | 25 | 542.5 | 1421 | 1963.5 | 406.875 | 5362 | 3423.125 | 0.19 | 3.8 | 17 | 5 | M23
|  |  | 64 | 25 | 542.5 | 2549 | 3091.5 | 406.875 | 9619 | 6463.8393 | 0.85 | 4.4 | 20 | 6 | M13
|  |  | 65 | 25 | 542.5 | 2157 | 2699.5 | 406.875 | 8137 | 5405.2679 | 0.43 | 4.4 | 20 | 6 | M17
|  |  | 66 | 25 | 542.5 | 1678 | 2220.5 | 406.875 | 6330 | 4114.5536 | 0.2 | 4.4 | 15 | 6 | M20
|  | NL | 67 | 25 | 542.5 | 2923 | 3465.5 | 406.875 | 11026 | 7468.8393 | 0.63 | 5.1 | 19 | 7 | M13
|  | NL | 68 | 25 | 542.5 | 2365 | 2907.5 | 406.875 | 8924 | 5967.4107 | 0.32 | 5.1 | 18 | 7 | M17
|  | NL | 69 | 25 | 542.5 | 1765 | 2307.5 | 406.875 | 6661 | 4350.9821 | 0.15 | 5.1 | 15 | 7 | M20
|  |  | 70 | 25 | 542.5 | 3037 | 3579.5 | 406.875 | 11456 | 7775.9821 | 0.49 | 5.8 | 18 | 8 | M13 | 70
|  |  | 71 | 25 | 542.5 | 3037 | 3579.5 | 406.875 | 11456 | 7775.9821 | 0.49 | 5.8 | 18 | 8 | M13 | 71
|  |  | 72 | 25 | 542.5 | 2474 | 3016.5 | 406.875 | 9333 | 6259.5536 | 0.25 | 5.8 | 17 | 8 | M17 | 72
|  | NL | 73 | 25 | 542.5 | 3077 | 3619.5 | 406.875 | 11608 | 7884.5536 | 0.39 | 2.5 | 17 | 9 | M13
|  | NL | 74 | 25 | 542.5 | 2489 | 3031.5 | 406.875 | 9390 | 6300.2679 | 0.2 | 2 | 16 | 9 | M17
|  |  | 75 | 25 | 542.5 | 3119 | 3661.5 | 406.875 | 11765 | 7996.6964 | 0.32 | 2.5 | 16 | 10 | M13
|  |  | 76 | 25 | 542.5 | 2510 | 3052.5 | 406.875 | 9469 | 6356.6964 | 0.16 | 2.1 | 16 | 10 | M17
|  |  | 77 | 30 | 651 | 1270 | 1921 | 488.25 | 4791 | 2933.8929 | 0.87 | 1.7 | 22 | 2 | M27
|  |  | 78 | 30 | 651 | 1021 | 1672 | 488.25 | 3855 | 2265.3214 | 0.52 | 1.7 | 19 | 2 | M31
|  | NL | 79 | 30 | 651 | 1546 | 2197 | 488.25 | 5832 | 3677.4643 | 0.76 | 2.4 | 23 | 3 | M23
|  | NL | 80 | 30 | 651 | 1289 | 1940 | 488.25 | 4865 | 2986.75 | 0.36 | 2.4 | 18 | 3 | M27
|  | NL | 81 | 30 | 651 | 1126 | 1777 | 488.25 | 4251 | 2548.1786 | 0.22 | 2.4 | 15 | 3 | M31
|  |  | 82 | 30 | 651 | 1742 | 2393 | 488.25 | 6571 | 4205.3214 | 0.63 | 3.1 | 20 | 4 | M20
|  |  | 83 | 30 | 651 | 1650 | 2301 | 488.25 | 6225 | 3958.1786 | 0.43 | 3.1 | 21 | 4 | M23
|  |  | 84 | 30 | 651 | 1331 | 1982 | 488.25 | 5024 | 3100.3214 | 0.21 | 3.1 | 15 | 4 | M27
|  | NL | 85 | 30 | 651 | 2374 | 3025 | 488.25 | 8956 | 5908.8929 | 0.89 | 3.8 | 24 | 5 | M17
|  | NL | 86 | 30 | 651 | 1821 | 2472 | 488.25 | 6869 | 4418.1786 | 0.4 | 3.8 | 18 | 5 | M20
|  | NL | 87 | 30 | 651 | 1675 | 2326 | 488.25 | 6322 | 4027.4643 | 0.28 | 3.8 | 19 | 5 | M23
|  |  | 88 | 30 | 651 | 2416 | 3067 | 488.25 | 9115 | 6022.4643 | 0.62 | 4.4 | 22 | 6 | M17 | 88 | 88
|  |  | 89 | 30 | 651 | 1922 | 2573 | 488.25 | 7252 | 4691.75 | 0.28 | 4.4 | 17 | 6 | M20
|  |  | 90 | 30 | 651 | 1779 | 2430 | 488.25 | 6712 | 4306.0357 | 0.19 | 4.4 | 18 | 6 | M23
|  | NL | 91 | 30 | 651 | 3304 | 3955 | 488.25 | 12465 | 8415.3214 | 0.91 | 5.1 | 22 | 7 | M13
|  | NL | 92 | 30 | 651 | 2765 | 3416 | 488.25 | 10433 | 6963.8929 | 0.46 | 5.1 | 21 | 7 | M17
|  | NL | 93 | 30 | 651 | 2104 | 2755 | 488.25 | 7939 | 5182.4643 | 0.21 | 5.1 | 15 | 7 | M20
|  |  | 94 | 30 | 651 | 3487 | 4138 | 488.25 | 13156 | 8908.8929 | 0.7 | 5.8 | 21 | 8 | M13 | 94
|  |  | 95 | 30 | 651 | 3487 | 4138 | 488.25 | 13156 | 8908.8929 | 0.7 | 5.8 | 21 | 8 | M13 | 95
|  |  | 96 | 30 | 651 | 2922 | 3573 | 488.25 | 11023 | 7385.3214 | 0.35 | 5.8 | 20 | 8 | M17 | 96
|  |  | 97 | 30 | 651 | 2227 | 2878 | 488.25 | 8401 | 5512.4643 | 0.17 | 5.8 | 15 | 8 | M20
|  | NL | 98 | 30 | 651 | 3629 | 4280 | 488.25 | 13690 | 9290.3214 | 0.55 | 3 | 19 | 9 | M13
|  | NL | 99 | 30 | 651 | 2925 | 3576 | 488.25 | 11035 | 7393.8929 | 0.28 | 2.4 | 19 | 9 | M17
|  |  | 100 | 30 | 651 | 3669 | 4320 | 488.25 | 13840 | 9397.4643 | 0.46 | 3 | 19 | 10 | M13
|  |  | 101 | 30 | 651 | 2941 | 3592 | 488.25 | 11095 | 7436.75 | 0.23 | 2.4 | 18 | 10 | M17
|  |  | 102 | 35 | 759.5 | 1216 | 1975.5 | 569.625 | 4587 | 2706.8036 | 0.7 | 1.7 | 21 | 2 | M31
|  | NL | 103 | 35 | 759.5 | 1829 | 2588.5 | 569.625 | 6900 | 4358.9464 | 1.03 | 2.4 | 25 | 3 | M23
|  | NL | 104 | 35 | 759.5 | 1431 | 2190.5 | 569.625 | 5400 | 3287.5179 | 0.49 | 2.4 | 20 | 3 | M27
|  | NL | 105 | 35 | 759.5 | 1262 | 2021.5 | 569.625 | 4763 | 2832.5179 | 0.29 | 2.4 | 17 | 3 | M31
|  |  | 106 | 35 | 759.5 | 1930 | 2689.5 | 569.625 | 7281 | 4631.0893 | 0.86 | 3.1 | 22 | 4 | M20
|  |  | 107 | 35 | 759.5 | 1839 | 2598.5 | 569.625 | 6938 | 4386.0893 | 0.58 | 3.1 | 23 | 4 | M23
|  |  | 108 | 35 | 759.5 | 1527 | 2286.5 | 569.625 | 5760 | 3544.6607 | 0.28 | 3.1 | 17 | 4 | M27
|  |  | 109 | 35 | 759.5 | 1274 | 2033.5 | 569.625 | 4808 | 2864.6607 | 0.17 | 3.1 | 15 | 4 | M31
|  | NL | 110 | 35 | 759.5 | 2064 | 2823.5 | 569.625 | 7787 | 4992.5179 | 0.54 | 3.8 | 20 | 5 | M20
|  | NL | 111 | 35 | 759.5 | 1914 | 2673.5 | 569.625 | 7223 | 4589.6607 | 0.37 | 3.8 | 21 | 5 | M23
|  | NL | 112 | 35 | 759.5 | 1559 | 2318.5 | 569.625 | 5883 | 3632.5179 | 0.18 | 3.8 | 16 | 5 | M27
|  |  | 113 | 35 | 759.5 | 2697 | 3456.5 | 569.625 | 10177 | 6699.6607 | 0.85 | 4.4 | 24 | 6 | M17
|  |  | 114 | 35 | 759.5 | 2120 | 2879.5 | 569.625 | 7999 | 5143.9464 | 0.39 | 4.4 | 19 | 6 | M20
|  |  | 115 | 35 | 759.5 | 1957 | 2716.5 | 569.625 | 7384 | 4704.6607 | 0.26 | 4.4 | 20 | 6 | M23
|  | NL | 116 | 35 | 759.5 | 3064 | 3823.5 | 569.625 | 11558 | 7686.0893 | 0.63 | 5.1 | 23 | 7 | M17
|  | NL | 117 | 35 | 759.5 | 2361 | 3120.5 | 569.625 | 8909 | 5793.9464 | 0.29 | 5.1 | 17 | 7 | M20
|  | NL | 118 | 35 | 759.5 | 2145 | 2904.5 | 569.625 | 8092 | 5210.375 | 0.2 | 5.1 | 19 | 7 | M23
|  |  | 119 | 35 | 759.5 | 3892 | 4651.5 | 569.625 | 14683 | 9918.2321 | 0.96 | 5.8 | 23 | 8 | M13
|  |  | 120 | 35 | 759.5 | 3892 | 4651.5 | 569.625 | 14683 | 9918.2321 | 0.96 | 5.8 | 23 | 8 | M13
|  |  | 121 | 35 | 759.5 | 3309 | 4068.5 | 569.625 | 12483 | 8346.8036 | 0.48 | 5.8 | 22 | 8 | M17 | 121
|  |  | 122 | 35 | 759.5 | 2565 | 3324.5 | 569.625 | 9676 | 6341.8036 | 0.23 | 5.8 | 17 | 8 | M20 | 122
|  | NL | 123 | 35 | 759.5 | 4028 | 4787.5 | 569.625 | 15198 | 10286.0893 | 0.75 | 3.3 | 21 | 9 | M13
|  | NL | 124 | 35 | 759.5 | 3361 | 4120.5 | 569.625 | 12680 | 8487.5179 | 0.38 | 2.7 | 21 | 9 | M17
|  | NL | 125 | 35 | 759.5 | 2565 | 3324.5 | 569.625 | 9677 | 6342.5179 | 0.18 | 2.1 | 16 | 9 | M20
|  |  | 126 | 35 | 759.5 | 4173 | 4932.5 | 569.625 | 15743 | 10675.375 | 0.62 | 3.4 | 21 | 10 | M13
|  |  | 127 | 35 | 759.5 | 3372 | 4131.5 | 569.625 | 12721 | 8516.8036 | 0.32 | 2.7 | 20 | 10 | M17
|  |  | 128 | 40 | 868 | 1405 | 2273 | 651 | 5300 | 3134.7143 | 0.91 | 1.7 | 23 | 2 | M31
|  | NL | 129 | 40 | 868 | 1639 | 2507 | 651 | 6186 | 3767.5714 | 0.64 | 2.4 | 21 | 3 | M27
|  | NL | 130 | 40 | 868 | 1388 | 2256 | 651 | 5238 | 3090.4286 | 0.38 | 2.4 | 19 | 3 | M31
|  |  | 131 | 40 | 868 | 2011 | 2879 | 651 | 7586 | 4767.5714 | 0.76 | 3.1 | 25 | 4 | M23
|  |  | 132 | 40 | 868 | 1684 | 2552 | 651 | 6353 | 3886.8571 | 0.36 | 3.1 | 19 | 4 | M27
|  |  | 133 | 40 | 868 | 1487 | 2355 | 651 | 5610 | 3356.1429 | 0.22 | 3.1 | 17 | 4 | M31
|  | NL | 134 | 40 | 868 | 2298 | 3166 | 651 | 8668 | 5540.4286 | 0.7 | 3.8 | 21 | 5 | M20
|  | NL | 135 | 40 | 868 | 2133 | 3001 | 651 | 8048 | 5097.5714 | 0.49 | 3.8 | 23 | 5 | M23
|  | NL | 136 | 40 | 868 | 1761 | 2629 | 651 | 6644 | 4094.7143 | 0.24 | 3.8 | 18 | 5 | M27
|  |  | 137 | 40 | 868 | 2347 | 3215 | 651 | 8854 | 5673.2857 | 0.5 | 4.4 | 20 | 6 | M20 | 137
|  |  | 138 | 40 | 868 | 2135 | 3003 | 651 | 8057 | 5104 | 0.34 | 4.4 | 21 | 6 | M23 | 138
|  |  | 139 | 40 | 868 | 1840 | 2708 | 651 | 6944 | 4309 | 0.17 | 4.4 | 16 | 6 | M27
|  | NL | 140 | 40 | 868 | 3359 | 4227 | 651 | 12671 | 8399.7143 | 0.82 | 5.1 | 25 | 7 | M17
|  | NL | 141 | 40 | 868 | 2583 | 3451 | 651 | 9745 | 6309.7143 | 0.37 | 5.1 | 19 | 7 | M20
|  | NL | 142 | 40 | 868 | 2341 | 3209 | 651 | 8833 | 5658.2857 | 0.25 | 5.1 | 20 | 7 | M23
|  |  | 143 | 40 | 868 | 3633 | 4501 | 651 | 13705 | 9138.2857 | 0.63 | 5.8 | 23 | 8 | M17 | 143
|  |  | 144 | 40 | 868 | 2834 | 3702 | 651 | 10693 | 6986.8571 | 0.3 | 5.8 | 19 | 8 | M20 | 144
|  |  | 145 | 40 | 868 | 2528 | 3396 | 651 | 9538 | 6161.8571 | 0.2 | 5.8 | 20 | 8 | M23 | 145
|  | NL | 146 | 40 | 868 | 4428 | 5296 | 651 | 16705 | 11281.1429 | 0.98 | 3.6 | 23 | 9 | M13
|  | NL | 147 | 40 | 868 | 3722 | 4590 | 651 | 14042 | 9379 | 0.5 | 3 | 22 | 9 | M17
|  | NL | 148 | 40 | 868 | 2894 | 3762 | 651 | 10919 | 7148.2857 | 0.23 | 2.4 | 17 | 9 | M20
|  | NL | 149 | 40 | 868 | 2540 | 3408 | 651 | 9582 | 6193.2857 | 0.16 | 2.1 | 19 | 9 | M23
|  |  | 150 | 40 | 868 | 4565 | 5433 | 651 | 17220 | 11649 | 0.81 | 3.7 | 22 | 10 | M13
|  |  | 151 | 40 | 868 | 3803 | 4671 | 651 | 14347 | 9596.8571 | 0.41 | 3.1 | 22 | 10 | M17
|  |  | 152 | 40 | 868 | 2903 | 3771 | 651 | 10951 | 7171.1429 | 0.19 | 2.4 | 17 | 10 | M20
|  | NL | 153 | 45 | 976.5 | 1868 | 2844.5 | 732.375 | 7049 | 4302.625 | 0.81 | 2.4 | 23 | 3 | M27
|  | NL | 154 | 45 | 976.5 | 1504 | 2480.5 | 732.375 | 5675 | 3321.1964 | 0.48 | 2.4 | 20 | 3 | M31
|  |  | 155 | 45 | 976.5 | 2284 | 3260.5 | 732.375 | 8616 | 5421.9107 | 0.96 | 3.1 | 26 | 4 | M23
|  |  | 156 | 45 | 976.5 | 1822 | 2798.5 | 732.375 | 6876 | 4179.0536 | 0.46 | 3.1 | 21 | 4 | M27
|  |  | 157 | 45 | 976.5 | 1632 | 2608.5 | 732.375 | 6158 | 3666.1964 | 0.27 | 3.1 | 18 | 4 | M31
|  | NL | 158 | 45 | 976.5 | 2499 | 3475.5 | 732.375 | 9429 | 6002.625 | 0.89 | 3.8 | 23 | 5 | M20
|  | NL | 159 | 45 | 976.5 | 2333 | 3309.5 | 732.375 | 8801 | 5554.0536 | 0.61 | 3.8 | 24 | 5 | M23
|  | NL | 160 | 45 | 976.5 | 1940 | 2916.5 | 732.375 | 7320 | 4496.1964 | 0.3 | 3.8 | 19 | 5 | M27
|  | NL | 161 | 45 | 976.5 | 1638 | 2614.5 | 732.375 | 6181 | 3682.625 | 0.18 | 3.8 | 17 | 5 | M31
|  |  | 162 | 45 | 976.5 | 2598 | 3574.5 | 732.375 | 9800 | 6267.625 | 0.63 | 4.4 | 22 | 6 | M20 | 162
|  |  | 163 | 45 | 976.5 | 2360 | 3336.5 | 732.375 | 8905 | 5628.3393 | 0.43 | 4.4 | 23 | 6 | M23 | 163
|  |  | 164 | 45 | 976.5 | 1982 | 2958.5 | 732.375 | 7479 | 4609.7679 | 0.21 | 4.4 | 18 | 6 | M27
|  | NL | 165 | 45 | 976.5 | 3622 | 4598.5 | 732.375 | 13664 | 9027.625 | 1.04 | 5.1 | 26 | 7 | M17
|  | NL | 166 | 45 | 976.5 | 2800 | 3776.5 | 732.375 | 10564 | 6813.3393 | 0.47 | 5.1 | 21 | 7 | M20
|  | NL | 167 | 45 | 976.5 | 2537 | 3513.5 | 732.375 | 9574 | 6106.1964 | 0.32 | 5.1 | 22 | 7 | M23
|  |  | 168 | 45 | 976.5 | 3957 | 4933.5 | 732.375 | 14927 | 9929.7679 | 0.79 | 5.8 | 25 | 8 | M17
|  |  | 169 | 45 | 976.5 | 3079 | 4055.5 | 732.375 | 11616 | 7564.7679 | 0.37 | 5.8 | 20 | 8 | M20 | 169
|  |  | 170 | 45 | 976.5 | 2741 | 3717.5 | 732.375 | 10342 | 6654.7679 | 0.25 | 5.8 | 21 | 8 | M23 | 170
|  | NL | 171 | 45 | 976.5 | 4038 | 5014.5 | 732.375 | 15233 | 10148.3393 | 0.63 | 3.3 | 24 | 9 | M17
|  | NL | 172 | 45 | 976.5 | 3154 | 4130.5 | 732.375 | 11898 | 7766.1964 | 0.3 | 2.6 | 19 | 9 | M20
|  | NL | 173 | 45 | 976.5 | 2815 | 3791.5 | 732.375 | 10620 | 6853.3393 | 0.21 | 2.3 | 21 | 9 | M23
|  |  | 174 | 45 | 976.5 | 4956 | 5932.5 | 732.375 | 18698 | 12623.3393 | 1.02 | 4 | 24 | 10 | M13
|  |  | 175 | 45 | 976.5 | 4141 | 5117.5 | 732.375 | 15622 | 10426.1964 | 0.52 | 3.4 | 23 | 10 | M17
|  |  | 176 | 45 | 976.5 | 3228 | 4204.5 | 732.375 | 12178 | 7966.1964 | 0.24 | 2.6 | 18 | 10 | M20
|  |  | 177 | 45 | 976.5 | 2833 | 3809.5 | 732.375 | 10690 | 6903.3393 | 0.17 | 2.3 | 20 | 10 | M23
|  | NL | 178 | 50 | 1085 | 2098 | 3183 | 813.75 | 7917 | 4841.25 | 1 | 2.4 | 24 | 3 | M27
|  | NL | 179 | 50 | 1085 | 1675 | 2760 | 813.75 | 6318 | 3699.1071 | 0.59 | 2.4 | 22 | 3 | M31
|  |  | 180 | 50 | 1085 | 1956 | 3041 | 813.75 | 7380 | 4457.6786 | 0.56 | 3.1 | 22 | 4 | M27 | 180
|  |  | 181 | 50 | 1085 | 1763 | 2848 | 813.75 | 6651 | 3936.9643 | 0.34 | 3.1 | 19 | 4 | M31
|  | NL | 182 | 50 | 1085 | 2517 | 3602 | 813.75 | 9496 | 5969.1071 | 0.76 | 3.8 | 26 | 5 | M23
|  | NL | 183 | 50 | 1085 | 2114 | 3199 | 813.75 | 7974 | 4881.9643 | 0.37 | 3.8 | 21 | 5 | M27
|  | NL | 184 | 50 | 1085 | 1803 | 2888 | 813.75 | 6802 | 4044.8214 | 0.23 | 3.8 | 19 | 5 | M31
|  |  | 185 | 50 | 1085 | 2838 | 3923 | 813.75 | 10708 | 6834.8214 | 0.78 | 4.4 | 23 | 6 | M20
|  |  | 186 | 50 | 1085 | 2586 | 3671 | 813.75 | 9757 | 6155.5357 | 0.53 | 4.4 | 24 | 6 | M23 | 186
|  |  | 187 | 50 | 1085 | 2124 | 3209 | 813.75 | 8014 | 4910.5357 | 0.26 | 4.4 | 19 | 6 | M27 | 187
|  | NL | 188 | 50 | 1085 | 2996 | 4081 | 813.75 | 11303 | 7259.8214 | 0.58 | 5.1 | 22 | 7 | M20
|  | NL | 189 | 50 | 1085 | 2722 | 3807 | 813.75 | 10270 | 6521.9643 | 0.39 | 5.1 | 23 | 7 | M23
|  | NL | 190 | 50 | 1085 | 2391 | 3476 | 813.75 | 9022 | 5630.5357 | 0.19 | 5.1 | 18 | 7 | M27
|  |  | 191 | 50 | 1085 | 4162 | 5247 | 813.75 | 15703 | 10402.6786 | 0.98 | 5.8 | 26 | 8 | M17
|  |  | 192 | 50 | 1085 | 3323 | 4408 | 813.75 | 12539 | 8142.6786 | 0.46 | 5.8 | 21 | 8 | M20 | 192
|  |  | 193 | 50 | 1085 | 2955 | 4040 | 813.75 | 11147 | 7148.3929 | 0.31 | 5.8 | 23 | 8 | M23 | 193
|  | NL | 194 | 50 | 1085 | 4354 | 5439 | 813.75 | 16425 | 10918.3929 | 0.78 | 3.5 | 25 | 9 | M17
|  | NL | 195 | 50 | 1085 | 3392 | 4477 | 813.75 | 12798 | 8327.6786 | 0.36 | 2.8 | 20 | 9 | M20
|  | NL | 196 | 50 | 1085 | 3023 | 4108 | 813.75 | 11405 | 7332.6786 | 0.25 | 2.5 | 22 | 9 | M23
|  |  | 197 | 50 | 1085 | 4448 | 5533 | 813.75 | 16779 | 11171.25 | 0.64 | 3.6 | 25 | 10 | M17
|  |  | 198 | 50 | 1085 | 3479 | 4564 | 813.75 | 13126 | 8561.9643 | 0.3 | 2.8 | 20 | 10 | M20
|  |  | 199 | 50 | 1085 | 3109 | 4194 | 813.75 | 11729 | 7564.1071 | 0.21 | 2.5 | 21 | 10 | M23
|  | NL | 200 | 55 | 1193.5 | 1857 | 3050.5 | 895.125 | 7007 | 4109.875 | 0.72 | 2.4 | 23 | 3 | M31
|  |  | 201 | 55 | 1193.5 | 2168 | 3361.5 | 895.125 | 8179 | 4947.0179 | 0.68 | 3.1 | 23 | 4 | M27 | 201
|  |  | 202 | 55 | 1193.5 | 1884 | 3077.5 | 895.125 | 7109 | 4182.7321 | 0.41 | 3.1 | 21 | 4 | M31 | 202
|  | NL | 203 | 55 | 1193.5 | 2783 | 3976.5 | 895.125 | 10498 | 6603.4464 | 0.91 | 3.8 | 27 | 5 | M23
|  | NL | 204 | 55 | 1193.5 | 2275 | 3468.5 | 895.125 | 8582 | 5234.875 | 0.44 | 3.8 | 22 | 5 | M27
|  | NL | 205 | 55 | 1193.5 | 1956 | 3149.5 | 895.125 | 7381 | 4377.0179 | 0.27 | 3.8 | 20 | 5 | M31
|  |  | 206 | 55 | 1193.5 | 3064 | 4257.5 | 895.125 | 11561 | 7362.7321 | 0.94 | 4.4 | 24 | 6 | M20
|  |  | 207 | 55 | 1193.5 | 2796 | 3989.5 | 895.125 | 10550 | 6640.5893 | 0.64 | 4.4 | 26 | 6 | M23 | 207
|  |  | 208 | 55 | 1193.5 | 2303 | 3496.5 | 895.125 | 8689 | 5311.3036 | 0.31 | 4.4 | 20 | 6 | M27 | 208
|  |  | 209 | 55 | 1193.5 | 2006 | 3199.5 | 895.125 | 7568 | 4510.5893 | 0.19 | 4.4 | 18 | 6 | M31 | 209
|  | NL | 210 | 55 | 1193.5 | 3192 | 4385.5 | 895.125 | 12042 | 7706.3036 | 0.7 | 5.1 | 23 | 7 | M20
|  | NL | 211 | 55 | 1193.5 | 2895 | 4088.5 | 895.125 | 10924 | 6907.7321 | 0.48 | 5.1 | 24 | 7 | M23
|  | NL | 212 | 55 | 1193.5 | 2552 | 3745.5 | 895.125 | 9627 | 5981.3036 | 0.23 | 5.1 | 19 | 7 | M27
|  |  | 213 | 55 | 1193.5 | 3485 | 4678.5 | 895.125 | 13147 | 8495.5893 | 0.55 | 5.8 | 23 | 8 | M20 | 213
|  |  | 214 | 55 | 1193.5 | 3162 | 4355.5 | 895.125 | 11930 | 7626.3036 | 0.38 | 5.8 | 24 | 8 | M23 | 214
|  |  | 215 | 55 | 1193.5 | 2723 | 3916.5 | 895.125 | 10275 | 6444.1607 | 0.18 | 5.8 | 18 | 8 | M27 | 215
|  | NL | 216 | 55 | 1193.5 | 4570 | 5763.5 | 895.125 | 17239 | 11418.4464 | 0.94 | 3.7 | 26 | 9 | M17
|  | NL | 217 | 55 | 1193.5 | 3631 | 4824.5 | 895.125 | 13697 | 8888.4464 | 0.44 | 3 | 22 | 9 | M20
|  | NL | 218 | 55 | 1193.5 | 3231 | 4424.5 | 895.125 | 12189 | 7811.3036 | 0.31 | 2.6 | 23 | 9 | M23
|  |  | 219 | 55 | 1193.5 | 4755 | 5948.5 | 895.125 | 17937 | 11917.0179 | 0.78 | 3.9 | 26 | 10 | M17
|  |  | 220 | 55 | 1193.5 | 3711 | 4904.5 | 895.125 | 14000 | 9104.875 | 0.36 | 3 | 21 | 10 | M20
|  |  | 221 | 55 | 1193.5 | 3311 | 4504.5 | 895.125 | 12491 | 8027.0179 | 0.25 | 2.7 | 23 | 10 | M23
|  | NL | 222 | 60 | 1302 | 2050 | 3352 | 976.5 | 7736 | 4549.2143 | 0.85 | 2.4 | 24 | 3 | M31
|  |  | 223 | 60 | 1302 | 2384 | 3686 | 976.5 | 8993 | 5447.0714 | 0.81 | 3.1 | 24 | 4 | M27
|  |  | 224 | 60 | 1302 | 1995 | 3297 | 976.5 | 7528 | 4400.6429 | 0.48 | 3.1 | 22 | 4 | M31 | 224
|  | NL | 225 | 60 | 1302 | 2421 | 3723 | 976.5 | 9133 | 5547.0714 | 0.53 | 3.8 | 23 | 5 | M27
|  | NL | 226 | 60 | 1302 | 2098 | 3400 | 976.5 | 7916 | 4677.7857 | 0.32 | 3.8 | 21 | 5 | M31
|  |  | 227 | 60 | 1302 | 3000 | 4302 | 976.5 | 11318 | 7107.7857 | 0.76 | 4.4 | 27 | 6 | M23
|  |  | 228 | 60 | 1302 | 2483 | 3785 | 976.5 | 9366 | 5713.5 | 0.37 | 4.4 | 22 | 6 | M27 | 228
|  |  | 229 | 60 | 1302 | 2121 | 3423 | 976.5 | 8004 | 4740.6429 | 0.22 | 4.4 | 19 | 6 | M31 | 229
|  | NL | 230 | 60 | 1302 | 3401 | 4703 | 976.5 | 12831 | 8188.5 | 0.83 | 5.1 | 24 | 7 | M20
|  | NL | 231 | 60 | 1302 | 3069 | 4371 | 976.5 | 11578 | 7293.5 | 0.56 | 5.1 | 25 | 7 | M23
|  | NL | 232 | 60 | 1302 | 2709 | 4011 | 976.5 | 10222 | 6324.9286 | 0.28 | 5.1 | 20 | 7 | M27
|  | NL | 233 | 60 | 1302 | 2325 | 3627 | 976.5 | 8773 | 5289.9286 | 0.17 | 5.1 | 18 | 7 | M31
|  |  | 234 | 60 | 1302 | 3629 | 4931 | 976.5 | 13690 | 8802.0714 | 0.66 | 5.8 | 24 | 8 | M20 | 234
|  |  | 235 | 60 | 1302 | 3288 | 4590 | 976.5 | 12403 | 7882.7857 | 0.45 | 5.8 | 25 | 8 | M23 | 235
|  |  | 236 | 60 | 1302 | 2896 | 4198 | 976.5 | 10924 | 6826.3571 | 0.21 | 5.8 | 19 | 8 | M27 | 236
|  | NL | 237 | 60 | 1302 | 3816 | 5118 | 976.5 | 14397 | 9307.0714 | 0.52 | 3.1 | 23 | 9 | M20
|  | NL | 238 | 60 | 1302 | 3439 | 4741 | 976.5 | 12973 | 8289.9286 | 0.36 | 2.8 | 25 | 9 | M23
|  | NL | 239 | 60 | 1302 | 2955 | 4257 | 976.5 | 11148 | 6986.3571 | 0.18 | 2.4 | 20 | 9 | M27
|  |  | 240 | 60 | 1302 | 4988 | 6290 | 976.5 | 18818 | 12464.9286 | 0.92 | 4 | 27 | 10 | M17
|  |  | 241 | 60 | 1302 | 3943 | 5245 | 976.5 | 14875 | 9648.5 | 0.43 | 3.2 | 22 | 10 | M20
|  |  | 242 | 60 | 1302 | 3513 | 4815 | 976.5 | 13253 | 8489.9286 | 0.3 | 2.9 | 24 | 10 | M23
|  | NL | 243 | 65 | 1410.5 | 2234 | 3644.5 | 1057.875 | 8427 | 4961.4107 | 1 | 2.4 | 25 | 3 | M31
|  |  | 244 | 65 | 1410.5 | 2604 | 4014.5 | 1057.875 | 9824 | 5959.2679 | 0.94 | 3.1 | 25 | 4 | M27
|  |  | 245 | 65 | 1410.5 | 2117 | 3527.5 | 1057.875 | 7987 | 4647.125 | 0.56 | 3.1 | 23 | 4 | M31 | 245
|  | NL | 246 | 65 | 1410.5 | 2577 | 3987.5 | 1057.875 | 9723 | 5887.125 | 0.62 | 3.8 | 24 | 5 | M27
|  | NL | 247 | 65 | 1410.5 | 2240 | 3650.5 | 1057.875 | 8451 | 4978.5536 | 0.38 | 3.8 | 22 | 5 | M31
|  |  | 248 | 65 | 1410.5 | 3254 | 4664.5 | 1057.875 | 12276 | 7710.6964 | 0.89 | 4.4 | 28 | 6 | M23
|  |  | 249 | 65 | 1410.5 | 2660 | 4070.5 | 1057.875 | 10036 | 6110.6964 | 0.43 | 4.4 | 23 | 6 | M27 | 249
|  |  | 250 | 65 | 1410.5 | 2242 | 3652.5 | 1057.875 | 8460 | 4984.9821 | 0.26 | 4.4 | 20 | 6 | M31 | 250
|  | NL | 251 | 65 | 1410.5 | 3617 | 5027.5 | 1057.875 | 13647 | 8689.9821 | 0.98 | 5.1 | 25 | 7 | M20
|  | NL | 252 | 65 | 1410.5 | 3257 | 4667.5 | 1057.875 | 12287 | 7718.5536 | 0.66 | 5.1 | 27 | 7 | M23
|  | NL | 253 | 65 | 1410.5 | 2851 | 4261.5 | 1057.875 | 10757 | 6625.6964 | 0.32 | 5.1 | 21 | 7 | M27
|  | NL | 254 | 65 | 1410.5 | 2453 | 3863.5 | 1057.875 | 9253 | 5551.4107 | 0.2 | 5.1 | 19 | 7 | M31
|  |  | 255 | 65 | 1410.5 | 3773 | 5183.5 | 1057.875 | 14233 | 9108.5536 | 0.77 | 5.8 | 25 | 8 | M20
|  |  | 256 | 65 | 1410.5 | 3413 | 4823.5 | 1057.875 | 12876 | 8139.2679 | 0.53 | 5.8 | 26 | 8 | M23 | 256
|  |  | 257 | 65 | 1410.5 | 3068 | 4478.5 | 1057.875 | 11574 | 7209.2679 | 0.25 | 5.8 | 20 | 8 | M27 | 257
|  | NL | 258 | 65 | 1410.5 | 3943 | 5353.5 | 1057.875 | 14875 | 9567.125 | 0.61 | 3.2 | 24 | 9 | M20
|  | NL | 259 | 65 | 1410.5 | 3587 | 4997.5 | 1057.875 | 13533 | 8608.5536 | 0.43 | 2.9 | 26 | 9 | M23
|  | NL | 260 | 65 | 1410.5 | 3122 | 4532.5 | 1057.875 | 11778 | 7354.9821 | 0.21 | 2.5 | 21 | 9 | M27
|  |  | 261 | 65 | 1410.5 | 4161 | 5571.5 | 1057.875 | 15699 | 10155.6964 | 0.51 | 3.4 | 23 | 10 | M20
|  |  | 262 | 65 | 1410.5 | 3715 | 5125.5 | 1057.875 | 14015 | 8952.8393 | 0.35 | 3 | 25 | 10 | M23
|  |  | 263 | 65 | 1410.5 | 3174 | 4584.5 | 1057.875 | 11974 | 7494.9821 | 0.17 | 2.6 | 20 | 10 | M27
|  |  | 264 | 70 | 1519 | 2296 | 3815 | 1139.25 | 8662 | 5047.8929 | 0.65 | 3.1 | 24 | 4 | M31 | 264
|  | NL | 265 | 70 | 1519 | 2817 | 4336 | 1139.25 | 10628 | 6452.1786 | 0.71 | 3.8 | 25 | 5 | M27
|  | NL | 266 | 70 | 1519 | 2370 | 3889 | 1139.25 | 8943 | 5248.6071 | 0.44 | 3.8 | 23 | 5 | M31
|  |  | 267 | 70 | 1519 | 3582 | 5101 | 1139.25 | 13513 | 8512.8929 | 1.03 | 4.4 | 29 | 6 | M23
|  |  | 268 | 70 | 1519 | 2822 | 4341 | 1139.25 | 10647 | 6465.75 | 0.5 | 4.4 | 24 | 6 | M27 | 268
|  |  | 269 | 70 | 1519 | 2389 | 3908 | 1139.25 | 9012 | 5297.8929 | 0.3 | 4.4 | 21 | 6 | M31 | 269
|  | NL | 270 | 70 | 1519 | 3448 | 4967 | 1139.25 | 13010 | 8153.6071 | 0.77 | 5.1 | 27 | 7 | M23
|  | NL | 271 | 70 | 1519 | 2993 | 4512 | 1139.25 | 11291 | 6925.75 | 0.37 | 5.1 | 22 | 7 | M27
|  | NL | 272 | 70 | 1519 | 2580 | 4099 | 1139.25 | 9733 | 5812.8929 | 0.23 | 5.1 | 20 | 7 | M31
|  |  | 273 | 70 | 1519 | 3971 | 5490 | 1139.25 | 14980 | 9560.75 | 0.89 | 5.8 | 26 | 8 | M20
|  |  | 274 | 70 | 1519 | 3538 | 5057 | 1139.25 | 13349 | 8395.75 | 0.61 | 5.8 | 27 | 8 | M23 | 274
|  |  | 275 | 70 | 1519 | 3217 | 4736 | 1139.25 | 12135 | 7528.6071 | 0.29 | 5.8 | 21 | 8 | M27 | 275
|  |  | 276 | 70 | 1519 | 2787 | 4306 | 1139.25 | 10513 | 6370.0357 | 0.18 | 5.8 | 19 | 8 | M31 | 276
|  | NL | 277 | 70 | 1519 | 4069 | 5588 | 1139.25 | 15353 | 9827.1786 | 0.71 | 3.3 | 25 | 9 | M20
|  | NL | 278 | 70 | 1519 | 3698 | 5217 | 1139.25 | 13950 | 8825.0357 | 0.49 | 3 | 27 | 9 | M23
|  | NL | 279 | 70 | 1519 | 3289 | 4808 | 1139.25 | 12409 | 7724.3214 | 0.24 | 2.7 | 22 | 9 | M27
|  |  | 280 | 70 | 1519 | 4270 | 5789 | 1139.25 | 16109 | 10367.1786 | 0.59 | 3.5 | 24 | 10 | M20
|  |  | 281 | 70 | 1519 | 3902 | 5421 | 1139.25 | 14721 | 9375.75 | 0.41 | 3.2 | 26 | 10 | M23
|  |  | 282 | 70 | 1519 | 3335 | 4854 | 1139.25 | 12580 | 7846.4643 | 0.2 | 2.7 | 21 | 10 | M27
|  |  | 283 | 75 | 1627.5 | 2475 | 4102.5 | 1220.625 | 9337 | 5448.6607 | 0.74 | 3.1 | 25 | 4 | M31
|  |  | 284 | 75 | 1627.5 | 3057 | 4684.5 | 1220.625 | 11534 | 7017.9464 | 0.81 | 3.8 | 26 | 5 | M27
|  |  | 285 | 75 | 1627.5 | 2490 | 4117.5 | 1220.625 | 9394 | 5489.375 | 0.49 | 3.8 | 24 | 5 | M31 | 285
|  |  | 286 | 75 | 1627.5 | 2984 | 4611.5 | 1220.625 | 11258 | 6820.8036 | 0.57 | 4.4 | 24 | 6 | M27 | 286
|  |  | 287 | 75 | 1627.5 | 2535 | 4162.5 | 1220.625 | 9563 | 5610.0893 | 0.34 | 4.4 | 22 | 6 | M31 | 287
|  |  | 288 | 75 | 1627.5 | 3651 | 5278.5 | 1220.625 | 13776 | 8619.375 | 0.87 | 5.1 | 28 | 7 | M23
|  |  | 289 | 75 | 1627.5 | 3135 | 4762.5 | 1220.625 | 11826 | 7226.5179 | 0.42 | 5.1 | 23 | 7 | M27 | 289
|  |  | 290 | 75 | 1627.5 | 2707 | 4334.5 | 1220.625 | 10213 | 6074.375 | 0.25 | 5.1 | 20 | 7 | M31 | 290
|  |  | 291 | 75 | 1627.5 | 4173 | 5800.5 | 1220.625 | 15745 | 10025.8036 | 1.02 | 5.8 | 27 | 8 | M20
|  |  | 292 | 75 | 1627.5 | 3712 | 5339.5 | 1220.625 | 14004 | 8782.2321 | 0.69 | 5.8 | 28 | 8 | M23 | 292
|  |  | 293 | 75 | 1627.5 | 3318 | 4945.5 | 1220.625 | 12517 | 7720.0893 | 0.33 | 5.8 | 22 | 8 | M27 | 293
|  |  | 294 | 75 | 1627.5 | 2925 | 4552.5 | 1220.625 | 11035 | 6661.5179 | 0.2 | 5.8 | 20 | 8 | M31 | 294
|  |  | 295 | 75 | 1627.5 | 4211 | 5838.5 | 1220.625 | 15888 | 10127.9464 | 0.81 | 3.4 | 25 | 9 | M20
|  |  | 296 | 75 | 1627.5 | 3808 | 5435.5 | 1220.625 | 14366 | 9040.8036 | 0.56 | 3.1 | 27 | 9 | M23
|  |  | 297 | 75 | 1627.5 | 3456 | 5083.5 | 1220.625 | 13039 | 8092.9464 | 0.27 | 2.8 | 22 | 9 | M27
|  |  | 298 | 75 | 1627.5 | 2999 | 4626.5 | 1220.625 | 11315 | 6861.5179 | 0.17 | 2.4 | 20 | 9 | M31
|  |  | 299 | 75 | 1627.5 | 4379 | 6006.5 | 1220.625 | 16520 | 10579.375 | 0.66 | 3.6 | 25 | 10 | M20
|  |  | 300 | 75 | 1627.5 | 3997 | 5624.5 | 1220.625 | 15078 | 9549.375 | 0.46 | 3.2 | 26 | 10 | M23
|  |  | 301 | 75 | 1627.5 | 3495 | 5122.5 | 1220.625 | 13187 | 8198.6607 | 0.22 | 2.8 | 21 | 10 | M27
|  |  | 302 | 80 | 1736 | 2657 | 4393 | 1302 | 10025 | 5858.7143 | 0.84 | 3.1 | 25 | 4 | M31
|  |  | 303 | 80 | 1736 | 3305 | 5041 | 1302 | 12467 | 7603 | 0.92 | 3.8 | 27 | 5 | M27
|  |  | 304 | 80 | 1736 | 2609 | 4345 | 1302 | 9844 | 5729.4286 | 0.56 | 3.8 | 24 | 5 | M31 | 304
|  |  | 305 | 80 | 1736 | 3171 | 4907 | 1302 | 11964 | 7243.7143 | 0.65 | 4.4 | 25 | 6 | M27 | 305
|  |  | 306 | 80 | 1736 | 2681 | 4417 | 1302 | 10115 | 5923 | 0.39 | 4.4 | 22 | 6 | M31 | 306
|  |  | 307 | 80 | 1736 | 3963 | 5699 | 1302 | 14951 | 9377.2857 | 0.99 | 5.1 | 29 | 7 | M23
|  |  | 308 | 80 | 1736 | 3287 | 5023 | 1302 | 12403 | 7557.2857 | 0.48 | 5.1 | 24 | 7 | M27 | 308
|  |  | 309 | 80 | 1736 | 2822 | 4558 | 1302 | 10646 | 6302.2857 | 0.29 | 5.1 | 21 | 7 | M31 | 309
|  |  | 310 | 80 | 1736 | 3889 | 5625 | 1302 | 14671 | 9177.2857 | 0.79 | 5.8 | 29 | 8 | M23
|  |  | 311 | 80 | 1736 | 3419 | 5155 | 1302 | 12899 | 7911.5714 | 0.37 | 5.8 | 23 | 8 | M27 | 311
|  |  | 312 | 80 | 1736 | 3063 | 4799 | 1302 | 11556 | 6952.2857 | 0.23 | 5.8 | 20 | 8 | M31 | 312
|  |  | 313 | 80 | 1736 | 4422 | 6158 | 1302 | 16684 | 10615.1429 | 0.92 | 3.6 | 26 | 9 | M20
|  |  | 314 | 80 | 1736 | 3923 | 5659 | 1302 | 14802 | 9270.8571 | 0.64 | 3.2 | 28 | 9 | M23
|  |  | 315 | 80 | 1736 | 3583 | 5319 | 1302 | 13518 | 8353.7143 | 0.31 | 2.9 | 23 | 9 | M27
|  |  | 316 | 80 | 1736 | 3134 | 4870 | 1302 | 11823 | 7143 | 0.19 | 2.6 | 21 | 9 | M31
|  |  | 317 | 80 | 1736 | 4488 | 6224 | 1302 | 16930 | 10790.8571 | 0.76 | 3.6 | 26 | 10 | M20
|  |  | 318 | 80 | 1736 | 4092 | 5828 | 1302 | 15436 | 9723.7143 | 0.52 | 3.3 | 27 | 10 | M23
|  |  | 319 | 80 | 1736 | 3656 | 5392 | 1302 | 13793 | 8550.1429 | 0.26 | 3 | 22 | 10 | M27
|  |  | 320 | 85 | 1844.5 | 2841 | 4685.5 | 1383.375 | 10717 | 6271.625 | 0.95 | 3.1 | 26 | 4 | M31
|  |  | 321 | 85 | 1844.5 | 3554 | 5398.5 | 1383.375 | 13410 | 8195.1964 | 1.04 | 3.8 | 27 | 5 | M27
|  |  | 322 | 85 | 1844.5 | 2767 | 4611.5 | 1383.375 | 10440 | 6073.7679 | 0.63 | 3.8 | 25 | 5 | M31 | 322
|  |  | 323 | 85 | 1844.5 | 3432 | 5276.5 | 1383.375 | 12949 | 7865.9107 | 0.73 | 4.4 | 26 | 6 | M27
|  |  | 324 | 85 | 1844.5 | 2820 | 4664.5 | 1383.375 | 10639 | 6215.9107 | 0.44 | 4.4 | 23 | 6 | M31 | 324
|  |  | 325 | 85 | 1844.5 | 3444 | 5288.5 | 1383.375 | 12993 | 7897.3393 | 0.54 | 5.1 | 25 | 7 | M27 | 325
|  |  | 326 | 85 | 1844.5 | 2934 | 4778.5 | 1383.375 | 11070 | 6523.7679 | 0.32 | 5.1 | 22 | 7 | M31 | 326
|  |  | 327 | 85 | 1844.5 | 4066 | 5910.5 | 1383.375 | 15338 | 9572.3393 | 0.89 | 5.8 | 29 | 8 | M23
|  |  | 328 | 85 | 1844.5 | 3520 | 5364.5 | 1383.375 | 13281 | 8103.0536 | 0.42 | 5.8 | 23 | 8 | M27 | 328
|  |  | 329 | 85 | 1844.5 | 3201 | 5045.5 | 1383.375 | 12077 | 7243.0536 | 0.25 | 5.8 | 21 | 8 | M31 | 329
|  |  | 330 | 85 | 1844.5 | 4633 | 6477.5 | 1383.375 | 17479 | 11101.625 | 1.03 | 3.8 | 27 | 9 | M20
|  |  | 331 | 85 | 1844.5 | 4107 | 5951.5 | 1383.375 | 15495 | 9684.4821 | 0.72 | 3.3 | 29 | 9 | M23
|  |  | 332 | 85 | 1844.5 | 3672 | 5516.5 | 1383.375 | 13853 | 8511.625 | 0.35 | 3 | 23 | 9 | M27
|  |  | 333 | 85 | 1844.5 | 3269 | 5113.5 | 1383.375 | 12331 | 7424.4821 | 0.21 | 2.7 | 21 | 9 | M31
|  |  | 334 | 85 | 1844.5 | 4642 | 6486.5 | 1383.375 | 17511 | 11124.4821 | 0.85 | 3.8 | 26 | 10 | M20
|  |  | 335 | 85 | 1844.5 | 4186 | 6030.5 | 1383.375 | 15794 | 9898.0536 | 0.59 | 3.4 | 28 | 10 | M23
|  |  | 336 | 85 | 1844.5 | 3817 | 5661.5 | 1383.375 | 14400 | 8902.3393 | 0.29 | 3.1 | 23 | 10 | M27
|  |  | 337 | 85 | 1844.5 | 3354 | 5198.5 | 1383.375 | 12653 | 7654.4821 | 0.18 | 2.7 | 21 | 10 | M31
|  |  | 338 | 90 | 1953 | 2963 | 4916 | 1464.75 | 11180 | 6520.9643 | 0.71 | 3.8 | 26 | 5 | M31 | 338
|  |  | 339 | 90 | 1953 | 3693 | 5646 | 1464.75 | 13933 | 8487.3929 | 0.82 | 4.4 | 27 | 6 | M27
|  |  | 340 | 90 | 1953 | 2952 | 4905 | 1464.75 | 11136 | 6489.5357 | 0.49 | 4.4 | 24 | 6 | M31 | 340
|  |  | 341 | 90 | 1953 | 3601 | 5554 | 1464.75 | 13584 | 8238.1071 | 0.6 | 5.1 | 25 | 7 | M27 | 341
|  |  | 342 | 90 | 1953 | 3047 | 5000 | 1464.75 | 11494 | 6745.25 | 0.36 | 5.1 | 23 | 7 | M31 | 342
|  |  | 343 | 90 | 1953 | 4339 | 6292 | 1464.75 | 16369 | 10227.3929 | 1 | 5.8 | 30 | 8 | M23
|  |  | 344 | 90 | 1953 | 3639 | 5592 | 1464.75 | 13729 | 8341.6786 | 0.47 | 5.8 | 24 | 8 | M27 | 344
|  |  | 345 | 90 | 1953 | 3311 | 5264 | 1464.75 | 12491 | 7457.3929 | 0.28 | 5.8 | 22 | 8 | M31 | 345
|  |  | 346 | 90 | 1953 | 4291 | 6244 | 1464.75 | 16189 | 10098.8214 | 0.8 | 3.5 | 29 | 9 | M23
|  |  | 347 | 90 | 1953 | 3761 | 5714 | 1464.75 | 14188 | 8669.5357 | 0.39 | 3.1 | 24 | 9 | M27
|  |  | 348 | 90 | 1953 | 3403 | 5356 | 1464.75 | 12839 | 7705.9643 | 0.24 | 2.8 | 22 | 9 | M31
|  |  | 349 | 90 | 1953 | 4857 | 6810 | 1464.75 | 18324 | 11623.8214 | 0.96 | 3.9 | 27 | 10 | M20
|  |  | 350 | 90 | 1953 | 4298 | 6251 | 1464.75 | 16214 | 10116.6786 | 0.66 | 3.5 | 29 | 10 | M23
|  |  | 351 | 90 | 1953 | 3920 | 5873 | 1464.75 | 14789 | 9098.8214 | 0.32 | 3.2 | 24 | 10 | M27
|  |  | 352 | 90 | 1953 | 3485 | 5438 | 1464.75 | 13147 | 7925.9643 | 0.2 | 2.8 | 22 | 10 | M31
|  |  | 353 | 95 | 2061.5 | 3159 | 5220.5 | 1546.125 | 11920 | 6968.1607 | 0.79 | 3.8 | 27 | 5 | M31
|  |  | 354 | 95 | 2061.5 | 3959 | 6020.5 | 1546.125 | 14934 | 9121.0179 | 0.91 | 4.4 | 27 | 6 | M27
|  |  | 355 | 95 | 2061.5 | 3084 | 5145.5 | 1546.125 | 11634 | 6763.875 | 0.54 | 4.4 | 25 | 6 | M31 | 355
|  |  | 356 | 95 | 2061.5 | 3793 | 5854.5 | 1546.125 | 14311 | 8676.0179 | 0.67 | 5.1 | 26 | 7 | M27 | 356
|  |  | 357 | 95 | 2061.5 | 3159 | 5220.5 | 1546.125 | 11918 | 6966.7321 | 0.4 | 5.1 | 23 | 7 | M31 | 357
|  |  | 358 | 95 | 2061.5 | 3782 | 5843.5 | 1546.125 | 14267 | 8644.5893 | 0.52 | 5.8 | 25 | 8 | M27 | 358
|  |  | 359 | 95 | 2061.5 | 3392 | 5453.5 | 1546.125 | 12797 | 7594.5893 | 0.32 | 5.8 | 23 | 8 | M31 | 359
|  |  | 360 | 95 | 2061.5 | 4475 | 6536.5 | 1546.125 | 16883 | 10513.1607 | 0.89 | 3.6 | 30 | 9 | M23
|  |  | 361 | 95 | 2061.5 | 3850 | 5911.5 | 1546.125 | 14523 | 8827.4464 | 0.43 | 3.1 | 25 | 9 | M27
|  |  | 362 | 95 | 2061.5 | 3538 | 5599.5 | 1546.125 | 13348 | 7988.1607 | 0.27 | 2.9 | 23 | 9 | M31
|  |  | 363 | 95 | 2061.5 | 4486 | 6547.5 | 1546.125 | 16923 | 10541.7321 | 0.73 | 3.6 | 29 | 10 | M23
|  |  | 364 | 95 | 2061.5 | 3996 | 6057.5 | 1546.125 | 15074 | 9221.0179 | 0.36 | 3.2 | 24 | 10 | M27
|  |  | 365 | 95 | 2061.5 | 3616 | 5677.5 | 1546.125 | 13641 | 8197.4464 | 0.22 | 2.9 | 22 | 10 | M31
|  |  | 366 | 100 | 2170 | 3360 | 5530 | 1627.5 | 12675 | 7426.0714 | 0.88 | 3.8 | 27 | 5 | M31
|  |  | 367 | 100 | 2170 | 4231 | 6401 | 1627.5 | 15960 | 9772.5 | 1.01 | 4.4 | 28 | 6 | M27
|  |  | 368 | 100 | 2170 | 3216 | 5386 | 1627.5 | 12131 | 7037.5 | 0.6 | 4.4 | 25 | 6 | M31 | 368
|  |  | 369 | 100 | 2170 | 4048 | 6218 | 1627.5 | 15271 | 9280.3571 | 0.75 | 5.1 | 27 | 7 | M27
|  |  | 370 | 100 | 2170 | 3277 | 5447 | 1627.5 | 12363 | 7203.2143 | 0.45 | 5.1 | 24 | 7 | M31 | 370
|  |  | 371 | 100 | 2170 | 3925 | 6095 | 1627.5 | 14806 | 8948.2143 | 0.58 | 5.8 | 26 | 8 | M27 | 371
|  |  | 372 | 100 | 2170 | 3473 | 5643 | 1627.5 | 13104 | 7732.5 | 0.35 | 5.8 | 23 | 8 | M31 | 372
|  |  | 373 | 100 | 2170 | 4716 | 6886 | 1627.5 | 17792 | 11081.0714 | 0.99 | 3.8 | 31 | 9 | M23
|  |  | 374 | 100 | 2170 | 3943 | 6113 | 1627.5 | 14877 | 8998.9286 | 0.48 | 3.2 | 26 | 9 | M27
|  |  | 375 | 100 | 2170 | 3662 | 5832 | 1627.5 | 13814 | 8239.6429 | 0.29 | 3 | 24 | 9 | M31
|  |  | 376 | 100 | 2170 | 4674 | 6844 | 1627.5 | 17632 | 10966.7857 | 0.81 | 3.8 | 30 | 10 | M23
|  |  | 377 | 100 | 2170 | 4071 | 6241 | 1627.5 | 15358 | 9342.5 | 0.4 | 3.3 | 25 | 10 | M27
|  |  | 378 | 100 | 2170 | 3747 | 5917 | 1627.5 | 14134 | 8468.2143 | 0.24 | 3 | 23 | 10 | M31
|  |  | 379 | 105 | 2278.5 | 3564 | 5842.5 | 1708.875 | 13446 | 7895.4107 | 0.96 | 3.8 | 28 | 5 | M31
|  |  | 380 | 105 | 2278.5 | 3416 | 5694.5 | 1708.875 | 12887 | 7496.125 | 0.66 | 4.4 | 26 | 6 | M31 | 380
|  |  | 381 | 105 | 2278.5 | 4302 | 6580.5 | 1708.875 | 16232 | 9885.4107 | 0.82 | 5.1 | 27 | 7 | M27
|  |  | 382 | 105 | 2278.5 | 3401 | 5679.5 | 1708.875 | 12832 | 7456.8393 | 0.49 | 5.1 | 25 | 7 | M31 | 382
|  |  | 383 | 105 | 2278.5 | 4067 | 6345.5 | 1708.875 | 15344 | 9251.125 | 0.63 | 5.8 | 26 | 8 | M27 | 383
|  |  | 384 | 105 | 2278.5 | 3555 | 5833.5 | 1708.875 | 13410 | 7869.6964 | 0.38 | 5.8 | 24 | 8 | M31 | 384
|  |  | 385 | 105 | 2278.5 | 4091 | 6369.5 | 1708.875 | 15435 | 9316.125 | 0.53 | 3.3 | 26 | 9 | M27
|  |  | 386 | 105 | 2278.5 | 3733 | 6011.5 | 1708.875 | 14084 | 8351.125 | 0.32 | 3 | 24 | 9 | M31
|  |  | 387 | 105 | 2278.5 | 4862 | 7140.5 | 1708.875 | 18341 | 11391.8393 | 0.9 | 3.9 | 31 | 10 | M23
|  |  | 388 | 105 | 2278.5 | 4146 | 6424.5 | 1708.875 | 15643 | 9464.6964 | 0.44 | 3.4 | 26 | 10 | M27
|  |  | 389 | 105 | 2278.5 | 3877 | 6155.5 | 1708.875 | 14628 | 8739.6964 | 0.27 | 3.2 | 24 | 10 | M31
|  |  | 390 | 110 | 2387 | 3628 | 6015 | 1790.25 | 13688 | 7986.8929 | 0.73 | 4.4 | 26 | 6 | M31
|  |  | 391 | 110 | 2387 | 4557 | 6944 | 1790.25 | 17192 | 10489.75 | 0.9 | 5.1 | 28 | 7 | M27
|  |  | 392 | 110 | 2387 | 3525 | 5912 | 1790.25 | 13300 | 7709.75 | 0.54 | 5.1 | 25 | 7 | M31 | 392
|  |  | 393 | 110 | 2387 | 4259 | 6646 | 1790.25 | 16069 | 9687.6071 | 0.7 | 5.8 | 27 | 8 | M27 | 393
|  |  | 394 | 110 | 2387 | 3636 | 6023 | 1790.25 | 13716 | 8006.8929 | 0.42 | 5.8 | 24 | 8 | M31 | 394
|  |  | 395 | 110 | 2387 | 4239 | 6626 | 1790.25 | 15993 | 9633.3214 | 0.58 | 3.4 | 27 | 9 | M27
|  |  | 396 | 110 | 2387 | 3805 | 6192 | 1790.25 | 14354 | 8462.6071 | 0.35 | 3.1 | 25 | 9 | M31
|  |  | 397 | 110 | 2387 | 5071 | 7458 | 1790.25 | 19130 | 11874.0357 | 0.98 | 4.1 | 31 | 10 | M23
|  |  | 398 | 110 | 2387 | 4222 | 6609 | 1790.25 | 15928 | 9586.8929 | 0.48 | 3.4 | 26 | 10 | M27
|  |  | 399 | 110 | 2387 | 4008 | 6395 | 1790.25 | 15122 | 9011.1786 | 0.29 | 3.3 | 24 | 10 | M31
|  |  | 400 | 115 | 2495.5 | 3841 | 6336.5 | 1871.625 | 14490 | 8478.375 | 0.79 | 4.4 | 27 | 6 | M31
|  |  | 401 | 115 | 2495.5 | 4825 | 7320.5 | 1871.625 | 18202 | 11129.8036 | 0.98 | 5.1 | 28 | 7 | M27
|  |  | 402 | 115 | 2495.5 | 3650 | 6145.5 | 1871.625 | 13768 | 7962.6607 | 0.59 | 5.1 | 26 | 7 | M31 | 402
|  |  | 403 | 115 | 2495.5 | 4498 | 6993.5 | 1871.625 | 16969 | 10249.0893 | 0.76 | 5.8 | 27 | 8 | M27
|  |  | 404 | 115 | 2495.5 | 3734 | 6229.5 | 1871.625 | 14086 | 8189.8036 | 0.46 | 5.8 | 25 | 8 | M31 | 404
|  |  | 405 | 115 | 2495.5 | 4387 | 6882.5 | 1871.625 | 16550 | 9949.8036 | 0.63 | 3.6 | 27 | 9 | M27
|  |  | 406 | 115 | 2495.5 | 3876 | 6371.5 | 1871.625 | 14623 | 8573.375 | 0.38 | 3.2 | 25 | 9 | M31
|  |  | 407 | 115 | 2495.5 | 4351 | 6846.5 | 1871.625 | 16415 | 9853.375 | 0.52 | 3.5 | 27 | 10 | M27
|  |  | 408 | 115 | 2495.5 | 4082 | 6577.5 | 1871.625 | 15400 | 9128.375 | 0.32 | 3.3 | 25 | 10 | M31
|  |  | 409 | 120 | 2604 | 4055 | 6659 | 1953 | 15298 | 8974.1429 | 0.86 | 4.4 | 28 | 6 | M31
|  |  | 410 | 120 | 2604 | 3785 | 6389 | 1953 | 14281 | 8247.7143 | 0.64 | 5.1 | 26 | 7 | M31 | 410
|  |  | 411 | 120 | 2604 | 4736 | 7340 | 1953 | 17869 | 10810.5714 | 0.82 | 5.8 | 28 | 8 | M27
|  |  | 412 | 120 | 2604 | 3848 | 6452 | 1953 | 14518 | 8417 | 0.5 | 5.8 | 25 | 8 | M31 | 412
|  |  | 413 | 120 | 2604 | 4535 | 7139 | 1953 | 17108 | 10267 | 0.69 | 3.7 | 28 | 9 | M27
|  |  | 414 | 120 | 2604 | 3948 | 6552 | 1953 | 14893 | 8684.8571 | 0.42 | 3.2 | 26 | 9 | M31
|  |  | 415 | 120 | 2604 | 4501 | 7105 | 1953 | 16979 | 10174.8571 | 0.57 | 3.7 | 27 | 10 | M27
|  |  | 416 | 120 | 2604 | 4143 | 6747 | 1953 | 15632 | 9212.7143 | 0.35 | 3.4 | 25 | 10 | M31
|  |  | 417 | 125 | 2712.5 | 4276 | 6988.5 | 2034.375 | 16133 | 9489.1964 | 0.93 | 4.4 | 28 | 6 | M31
|  |  | 418 | 125 | 2712.5 | 3987 | 6699.5 | 2034.375 | 15043 | 8710.625 | 0.69 | 5.1 | 27 | 7 | M31 | 418
|  |  | 419 | 125 | 2712.5 | 4975 | 7687.5 | 2034.375 | 18768 | 11371.3393 | 0.89 | 5.8 | 28 | 8 | M27
|  |  | 420 | 125 | 2712.5 | 3963 | 6675.5 | 2034.375 | 14950 | 8644.1964 | 0.54 | 5.8 | 26 | 8 | M31 | 420
|  |  | 421 | 125 | 2712.5 | 4740 | 7452.5 | 2034.375 | 17883 | 10739.1964 | 0.74 | 3.8 | 28 | 9 | M27
|  |  | 422 | 125 | 2712.5 | 4019 | 6731.5 | 2034.375 | 15163 | 8796.3393 | 0.45 | 3.3 | 26 | 9 | M31
|  |  | 423 | 125 | 2712.5 | 4650 | 7362.5 | 2034.375 | 17544 | 10497.0536 | 0.61 | 3.8 | 28 | 10 | M27
|  |  | 424 | 125 | 2712.5 | 4205 | 6917.5 | 2034.375 | 15863 | 9296.3393 | 0.38 | 3.4 | 26 | 10 | M31
|  |  | 425 | 130 | 2821 | 4498 | 7319 | 2115.75 | 16969 | 10004.9643 | 1.01 | 4.4 | 29 | 6 | M31
|  |  | 426 | 130 | 2821 | 4189 | 7010 | 2115.75 | 15804 | 9172.8214 | 0.75 | 5.1 | 27 | 7 | M31
|  |  | 427 | 130 | 2821 | 5226 | 8047 | 2115.75 | 19717 | 11967.8214 | 0.97 | 5.8 | 29 | 8 | M27
|  |  | 428 | 130 | 2821 | 4077 | 6898 | 2115.75 | 15383 | 8872.1071 | 0.58 | 5.8 | 27 | 8 | M31 | 428
|  |  | 429 | 130 | 2821 | 4975 | 7796 | 2115.75 | 18769 | 11290.6786 | 0.8 | 4 | 29 | 9 | M27
|  |  | 430 | 130 | 2821 | 4115 | 6936 | 2115.75 | 15525 | 8973.5357 | 0.49 | 3.3 | 27 | 9 | M31
|  |  | 431 | 130 | 2821 | 4800 | 7621 | 2115.75 | 18108 | 10818.5357 | 0.66 | 3.9 | 28 | 10 | M27
|  |  | 432 | 130 | 2821 | 4266 | 7087 | 2115.75 | 16095 | 9380.6786 | 0.41 | 3.5 | 26 | 10 | M31
|  |  | 433 | 135 | 2929.5 | 4391 | 7320.5 | 2197.125 | 16566 | 9635.7321 | 0.8 | 5.1 | 28 | 7 | M31
|  |  | 434 | 135 | 2929.5 | 4192 | 7121.5 | 2197.125 | 15815 | 9099.3036 | 0.63 | 5.8 | 27 | 8 | M31 | 434
|  |  | 435 | 135 | 2929.5 | 5210 | 8139.5 | 2197.125 | 19655 | 11842.1607 | 0.87 | 4.2 | 29 | 9 | M27
|  |  | 436 | 135 | 2929.5 | 4234 | 7163.5 | 2197.125 | 15974 | 9212.875 | 0.53 | 3.4 | 27 | 9 | M31
|  |  | 437 | 135 | 2929.5 | 4949 | 7878.5 | 2197.125 | 18672 | 11140.0179 | 0.71 | 4 | 29 | 10 | M27
|  |  | 438 | 135 | 2929.5 | 4328 | 7257.5 | 2197.125 | 16327 | 9465.0179 | 0.44 | 3.5 | 27 | 10 | M31
|  |  | 439 | 140 | 3038 | 4593 | 7631 | 2278.5 | 17327 | 10097.9286 | 0.87 | 5.1 | 28 | 7 | M31
|  |  | 440 | 140 | 3038 | 4345 | 7383 | 2278.5 | 16392 | 9430.0714 | 0.68 | 5.8 | 27 | 8 | M31 | 440
|  |  | 441 | 140 | 3038 | 5445 | 8483 | 2278.5 | 20541 | 12393.6429 | 0.93 | 4.4 | 30 | 9 | M27
|  |  | 442 | 140 | 3038 | 4353 | 7391 | 2278.5 | 16424 | 9452.9286 | 0.57 | 3.5 | 28 | 9 | M31
|  |  | 443 | 140 | 3038 | 5159 | 8197 | 2278.5 | 19463 | 11623.6429 | 0.77 | 4.2 | 29 | 10 | M27
|  |  | 444 | 140 | 3038 | 4389 | 7427 | 2278.5 | 16559 | 9549.3571 | 0.47 | 3.6 | 27 | 10 | M31
|  |  | 445 | 145 | 3146.5 | 4803 | 7949.5 | 2359.875 | 18121 | 10583.6964 | 0.93 | 5.1 | 29 | 7 | M31
|  |  | 446 | 145 | 3146.5 | 4536 | 7682.5 | 2359.875 | 17114 | 9864.4107 | 0.73 | 5.8 | 28 | 8 | M31
|  |  | 447 | 145 | 3146.5 | 5683 | 8829.5 | 2359.875 | 21438 | 12952.9821 | 1 | 4.6 | 30 | 9 | M27
|  |  | 448 | 145 | 3146.5 | 4473 | 7619.5 | 2359.875 | 16873 | 9692.2679 | 0.61 | 3.6 | 28 | 9 | M31
|  |  | 449 | 145 | 3146.5 | 5386 | 8532.5 | 2359.875 | 20319 | 12153.6964 | 0.82 | 4.4 | 30 | 10 | M27
|  |  | 450 | 145 | 3146.5 | 4480 | 7626.5 | 2359.875 | 16901 | 9712.2679 | 0.5 | 3.6 | 28 | 10 | M31
|  |  | 451 | 150 | 3255 | 5016 | 8271 | 2441.25 | 18923 | 11075.1786 | 0.99 | 5.1 | 29 | 7 | M31
|  |  | 452 | 150 | 3255 | 4728 | 7983 | 2441.25 | 17836 | 10298.75 | 0.78 | 5.8 | 28 | 8 | M31
|  |  | 453 | 150 | 3255 | 4592 | 7847 | 2441.25 | 17322 | 9931.6071 | 0.65 | 3.7 | 29 | 9 | M31
|  |  | 454 | 150 | 3255 | 5613 | 8868 | 2441.25 | 21175 | 12683.75 | 0.88 | 4.5 | 30 | 10 | M27
|  |  | 455 | 150 | 3255 | 4602 | 7857 | 2441.25 | 17361 | 9959.4643 | 0.54 | 3.7 | 28 | 10 | M31
|  |  | 456 | 155 | 3363.5 | 4919 | 8282.5 | 2522.625 | 18558 | 10733.0893 | 0.83 | 5.8 | 29 | 8 | M31
|  |  | 457 | 155 | 3363.5 | 4711 | 8074.5 | 2522.625 | 17772 | 10171.6607 | 0.69 | 3.8 | 29 | 9 | M31
|  |  | 458 | 155 | 3363.5 | 5840 | 9203.5 | 2522.625 | 22031 | 13213.8036 | 0.94 | 4.7 | 31 | 10 | M27
|  |  | 459 | 155 | 3363.5 | 4724 | 8087.5 | 2522.625 | 17820 | 10205.9464 | 0.57 | 3.8 | 29 | 10 | M31
|  |  | 460 | 160 | 3472 | 5111 | 8583 | 2604 | 19280 | 11167.4286 | 0.88 | 5.8 | 29 | 8 | M31
|  |  | 461 | 160 | 3472 | 4889 | 8361 | 2604 | 18445 | 10571 | 0.74 | 4 | 30 | 9 | M31
|  |  | 462 | 160 | 3472 | 6067 | 9539 | 2604 | 22888 | 13744.5714 | 1 | 4.9 | 31 | 10 | M27
|  |  | 463 | 160 | 3472 | 4845 | 8317 | 2604 | 18279 | 10452.4286 | 0.61 | 3.9 | 29 | 10 | M31
|  |  | 464 | 165 | 3580.5 | 5311 | 8891.5 | 2685.375 | 20034 | 11624.625 | 0.94 | 5.8 | 30 | 8 | M31
|  |  | 465 | 165 | 3580.5 | 5079 | 8659.5 | 2685.375 | 19159 | 10999.625 | 0.79 | 4.1 | 30 | 9 | M31
|  |  | 466 | 165 | 3580.5 | 4967 | 8547.5 | 2685.375 | 18738 | 10698.9107 | 0.65 | 4 | 29 | 10 | M31
|  |  | 467 | 170 | 3689 | 5519 | 9208 | 2766.75 | 20820 | 12104.6786 | 0.99 | 5.8 | 30 | 8 | M31
|  |  | 468 | 170 | 3689 | 5268 | 8957 | 2766.75 | 19873 | 11428.25 | 0.83 | 4.3 | 30 | 9 | M31
|  |  | 469 | 170 | 3689 | 5089 | 8778 | 2766.75 | 19198 | 10946.1071 | 0.69 | 4.1 | 30 | 10 | M31
|  |  | 470 | 175 | 3797.5 | 5457 | 9254.5 | 2848.125 | 20587 | 11856.875 | 0.88 | 4.4 | 31 | 9 | M31
|  |  | 471 | 175 | 3797.5 | 5220 | 9017.5 | 2848.125 | 19693 | 11218.3036 | 0.73 | 4.2 | 30 | 10 | M31
|  |  | 472 | 180 | 3906 | 5646 | 9552 | 2929.5 | 21301 | 12285.5 | 0.94 | 4.6 | 31 | 9 | M31
|  |  | 473 | 180 | 3906 | 5405 | 9311 | 2929.5 | 20390 | 11634.7857 | 0.77 | 4.4 | 30 | 10 | M31
|  |  | 474 | 185 | 4014.5 | 5837 | 9851.5 | 3010.875 | 22022 | 12719.125 | 0.99 | 4.7 | 31 | 9 | M31
|  |  | 475 | 185 | 4014.5 | 5590 | 9604.5 | 3010.875 | 21087 | 12051.2679 | 0.82 | 4.5 | 31 | 10 | M31
|  |  | 476 | 190 | 4123 | 6037 | 10160 | 3092.25 | 22774 | 13174.8929 | 1.04 | 4.9 | 32 | 9 | M31
|  |  | 477 | 190 | 4123 | 5774 | 9897 | 3092.25 | 21784 | 12467.75 | 0.86 | 4.7 | 31 | 10 | M31
|  |  | 478 | 195 | 4231.5 | 5959 | 10190.5 | 3173.625 | 22481 | 12884.2321 | 0.91 | 4.8 | 31 | 10 | M31
|  |  | 479 | 200 | 4340 | 6144 | 10484 | 3255 | 23178 | 13300.7143 | 0.95 | 5 | 32 | 10 | M31
|  |  | 480 | 205 | 4448.5 | 6329 | 10777.5 | 3336.375 | 23875 | 13717.1964 | 1 | 5.1 | 32 | 10 | M31
|  |  | 1 | 10 | 217 | 703 | 920 | 162.75 | 1804 | 1125.8214 | 0.19 | 9.8 | 15 | 2 | M17
|  |  | 2 | 10 | 217 | 855 | 1072 | 162.75 | 2191 | 1402.25 | 0.38 | 9.8 | 15 | 2 | M13
|  | NL | 3 | 10 | 217 | 934 | 1151 | 162.75 | 2395 | 1547.9643 | 0.16 | 1.8 | 15 | 3 | M13
|  |  | 4 | 15 | 325.5 | 794 | 1119.5 | 244.125 | 2037 | 1210.875 | 0.19 | 9.8 | 15 | 2 | M20
|  |  | 5 | 15 | 325.5 | 962 | 1287.5 | 244.125 | 2466 | 1517.3036 | 0.43 | 9.8 | 19 | 2 | M17
|  |  | 6 | 15 | 325.5 | 1267 | 1592.5 | 244.125 | 3249 | 2076.5893 | 0.86 | 9.8 | 20 | 2 | M13
|  | NL | 7 | 15 | 325.5 | 1133 | 1458.5 | 244.125 | 2904 | 1830.1607 | 0.18 | 1.8 | 15 | 3 | M17
|  | NL | 8 | 15 | 325.5 | 1380 | 1705.5 | 244.125 | 3538 | 2283.0179 | 0.36 | 1.8 | 16 | 3 | M13
|  |  | 9 | 15 | 325.5 | 1471 | 1796.5 | 244.125 | 3771 | 2449.4464 | 0.2 | 2.3 | 15 | 4 | M13
|  |  | 10 | 20 | 434 | 991 | 1425 | 325.5 | 2541 | 1489.5 | 0.23 | 9.8 | 18 | 2 | M23
|  |  | 11 | 20 | 434 | 1068 | 1502 | 325.5 | 2738 | 1630.2143 | 0.34 | 9.8 | 17 | 2 | M20
|  |  | 12 | 20 | 434 | 1328 | 1762 | 325.5 | 3404 | 2105.9286 | 0.76 | 9.8 | 23 | 2 | M17
|  | NL | 13 | 20 | 434 | 1406 | 1840 | 325.5 | 3604 | 2248.7857 | 0.32 | 1.8 | 18 | 3 | M17
|  | NL | 14 | 20 | 434 | 1706 | 2140 | 325.5 | 4373 | 2798.0714 | 0.63 | 1.8 | 19 | 3 | M13
|  |  | 15 | 20 | 434 | 1555 | 1989 | 325.5 | 3988 | 2523.0714 | 0.18 | 2.3 | 16 | 4 | M17
|  |  | 16 | 20 | 434 | 1925 | 2359 | 325.5 | 4934 | 3198.7857 | 0.36 | 2.3 | 17 | 4 | M13
|  | NL | 17 | 20 | 434 | 1948 | 2382 | 325.5 | 4995 | 3242.3571 | 0.22 | 2.8 | 15 | 5 | M13
|  |  | 18 | 20 | 434 | 2080 | 2514 | 325.5 | 5332 | 3483.0714 | 0.15 | 3.4 | 15 | 6 | M13
|  |  | 19 | 25 | 542.5 | 967 | 1509.5 | 406.875 | 2480 | 1364.5536 | 0.17 | 9.8 | 15 | 2 | M27
|  |  | 20 | 25 | 542.5 | 1270 | 1812.5 | 406.875 | 3257 | 1919.5536 | 0.36 | 9.8 | 20 | 2 | M23
|  |  | 21 | 25 | 542.5 | 1355 | 1897.5 | 406.875 | 3474 | 2074.5536 | 0.53 | 9.8 | 19 | 2 | M20
|  | NL | 22 | 25 | 542.5 | 1326 | 1868.5 | 406.875 | 3399 | 2020.9821 | 0.22 | 1.8 | 15 | 3 | M20
|  | NL | 23 | 25 | 542.5 | 1667 | 2209.5 | 406.875 | 4275 | 2646.6964 | 0.49 | 1.8 | 21 | 3 | M17
|  | NL | 24 | 25 | 542.5 | 2180 | 2722.5 | 406.875 | 5590 | 3585.9821 | 0.99 | 1.8 | 22 | 3 | M13
|  |  | 25 | 25 | 542.5 | 1875 | 2417.5 | 406.875 | 4808 | 3027.4107 | 0.28 | 2.3 | 19 | 4 | M17
|  |  | 26 | 25 | 542.5 | 2247 | 2789.5 | 406.875 | 5762 | 3708.8393 | 0.55 | 2.3 | 20 | 4 | M13
|  | NL | 27 | 25 | 542.5 | 1904 | 2446.5 | 406.875 | 4882 | 3080.2679 | 0.18 | 2.8 | 16 | 5 | M17
|  | NL | 28 | 25 | 542.5 | 2357 | 2899.5 | 406.875 | 6044 | 3910.2679 | 0.35 | 2.8 | 17 | 5 | M13
|  |  | 29 | 25 | 542.5 | 2390 | 2932.5 | 406.875 | 6127 | 3969.5536 | 0.24 | 3.4 | 15 | 6 | M13
|  | NL | 30 | 25 | 542.5 | 2740 | 3282.5 | 406.875 | 7024 | 4610.2679 | 0.18 | 3.9 | 15 | 7 | M13
|  |  | 31 | 30 | 651 | 1190 | 1841 | 488.25 | 3052 | 1691.75 | 0.24 | 9.8 | 17 | 2 | M27
|  |  | 32 | 30 | 651 | 1533 | 2184 | 488.25 | 3930 | 2318.8929 | 0.51 | 9.8 | 23 | 2 | M23
|  |  | 33 | 30 | 651 | 1608 | 2259 | 488.25 | 4123 | 2456.75 | 0.76 | 9.8 | 22 | 2 | M20
|  | NL | 34 | 30 | 651 | 1449 | 2100 | 488.25 | 3715 | 2165.3214 | 0.21 | 1.8 | 19 | 3 | M23
|  | NL | 35 | 30 | 651 | 1575 | 2226 | 488.25 | 4039 | 2396.75 | 0.32 | 1.8 | 17 | 3 | M20
|  | NL | 36 | 30 | 651 | 2037 | 2688 | 488.25 | 5222 | 3241.75 | 0.71 | 1.8 | 23 | 3 | M17
|  | NL | 37 | 30 | 651 | 2037 | 2688 | 488.25 | 5222 | 3241.75 | 0.71 | 1.8 | 23 | 3 | M17
|  |  | 38 | 30 | 651 | 1633 | 2284 | 488.25 | 4186 | 2501.75 | 0.18 | 2.3 | 15 | 4 | M20
|  |  | 39 | 30 | 651 | 2129 | 2780 | 488.25 | 5458 | 3410.3214 | 0.4 | 2.3 | 21 | 4 | M17
|  |  | 40 | 30 | 651 | 2648 | 3299 | 488.25 | 6788 | 4360.3214 | 0.8 | 2.3 | 22 | 4 | M13
|  | NL | 41 | 30 | 651 | 2225 | 2876 | 488.25 | 5705 | 3586.75 | 0.25 | 2.8 | 19 | 5 | M17
|  | NL | 42 | 30 | 651 | 2722 | 3373 | 488.25 | 6978 | 4496.0357 | 0.5 | 2.8 | 20 | 5 | M13
|  |  | 43 | 30 | 651 | 2265 | 2916 | 488.25 | 5807 | 3659.6071 | 0.18 | 3.4 | 17 | 6 | M17
|  |  | 44 | 30 | 651 | 2747 | 3398 | 488.25 | 7043 | 4542.4643 | 0.34 | 3.4 | 18 | 6 | M13 | 44
|  | NL | 45 | 30 | 651 | 3098 | 3749 | 488.25 | 7941 | 5183.8929 | 0.25 | 3.9 | 17 | 7 | M13
|  |  | 46 | 30 | 651 | 3269 | 3920 | 488.25 | 8381 | 5498.1786 | 0.2 | 4.4 | 16 | 8 | M13 | 46
|  |  | 47 | 35 | 759.5 | 1140 | 1899.5 | 569.625 | 2922 | 1517.5179 | 0.2 | 9.8 | 17 | 2 | M31
|  |  | 48 | 35 | 759.5 | 1394 | 2153.5 | 569.625 | 3575 | 1983.9464 | 0.33 | 9.8 | 19 | 2 | M27
|  |  | 49 | 35 | 759.5 | 1735 | 2494.5 | 569.625 | 4449 | 2608.2321 | 0.69 | 9.8 | 25 | 2 | M23
|  |  | 50 | 35 | 759.5 | 1808 | 2567.5 | 569.625 | 4636 | 2741.8036 | 1.03 | 9.8 | 24 | 2 | M20
|  | NL | 51 | 35 | 759.5 | 1714 | 2473.5 | 569.625 | 4395 | 2569.6607 | 0.29 | 1.8 | 21 | 3 | M23
|  | NL | 52 | 35 | 759.5 | 1872 | 2631.5 | 569.625 | 4799 | 2858.2321 | 0.43 | 1.8 | 19 | 3 | M20
|  | NL | 53 | 35 | 759.5 | 2404 | 3163.5 | 569.625 | 6162 | 3831.8036 | 0.96 | 1.8 | 25 | 3 | M17
|  | NL | 54 | 35 | 759.5 | 2404 | 3163.5 | 569.625 | 6162 | 3831.8036 | 0.96 | 1.8 | 25 | 3 | M17
|  |  | 55 | 35 | 759.5 | 1809 | 2568.5 | 569.625 | 4638 | 2743.2321 | 0.24 | 2.3 | 17 | 4 | M20
|  |  | 56 | 35 | 759.5 | 2407 | 3166.5 | 569.625 | 6171 | 3838.2321 | 0.54 | 2.3 | 23 | 4 | M17 | 56 | 56
|  | NL | 57 | 35 | 759.5 | 2524 | 3283.5 | 569.625 | 6471 | 4052.5179 | 0.34 | 2.8 | 21 | 5 | M17
|  | NL | 58 | 35 | 759.5 | 3045 | 3804.5 | 569.625 | 7805 | 5005.375 | 0.68 | 2.8 | 22 | 5 | M13
|  |  | 59 | 35 | 759.5 | 2529 | 3288.5 | 569.625 | 6483 | 4061.0893 | 0.24 | 3.4 | 19 | 6 | M17 | 59
|  |  | 60 | 35 | 759.5 | 3140 | 3899.5 | 569.625 | 8050 | 5180.375 | 0.46 | 3.4 | 20 | 6 | M13 | 60
|  | NL | 61 | 35 | 759.5 | 2872 | 3631.5 | 569.625 | 7363 | 4689.6607 | 0.18 | 3.9 | 18 | 7 | M17
|  | NL | 62 | 35 | 759.5 | 3431 | 4190.5 | 569.625 | 8797 | 5713.9464 | 0.35 | 3.9 | 19 | 7 | M13
|  |  | 63 | 35 | 759.5 | 3649 | 4408.5 | 569.625 | 9354 | 6111.8036 | 0.27 | 4.4 | 18 | 8 | M13 | 63
|  |  | 64 | 35 | 759.5 | 3912 | 4671.5 | 569.625 | 10029 | 6593.9464 | 0.18 | 5.4 | 16 | 10 | M13
|  |  | 65 | 40 | 868 | 1317 | 2185 | 651 | 3376 | 1760.4286 | 0.26 | 9.8 | 18 | 2 | M31
|  |  | 66 | 40 | 868 | 1574 | 2442 | 651 | 4035 | 2231.1429 | 0.43 | 9.8 | 21 | 2 | M27
|  |  | 67 | 40 | 868 | 1893 | 2761 | 651 | 4854 | 2816.1429 | 0.9 | 9.8 | 27 | 2 | M23
|  | NL | 68 | 40 | 868 | 1537 | 2405 | 651 | 3941 | 2164 | 0.18 | 1.8 | 17 | 3 | M27
|  | NL | 69 | 40 | 868 | 1988 | 2856 | 651 | 5097 | 2989.7143 | 0.38 | 1.8 | 22 | 3 | M23
|  | NL | 70 | 40 | 868 | 2152 | 3020 | 651 | 5517 | 3289.7143 | 0.56 | 1.8 | 21 | 3 | M20
|  |  | 71 | 40 | 868 | 1885 | 2753 | 651 | 4832 | 2800.4286 | 0.21 | 2.3 | 20 | 4 | M23
|  |  | 72 | 40 | 868 | 2038 | 2906 | 651 | 5225 | 3081.1429 | 0.32 | 2.3 | 19 | 4 | M20
|  |  | 73 | 40 | 868 | 2785 | 3653 | 651 | 7139 | 4448.2857 | 0.7 | 2.3 | 25 | 4 | M17 | 73
|  | NL | 74 | 40 | 868 | 2154 | 3022 | 651 | 5522 | 3293.2857 | 0.2 | 2.8 | 17 | 5 | M20
|  | NL | 75 | 40 | 868 | 2777 | 3645 | 651 | 7119 | 4434 | 0.44 | 2.8 | 22 | 5 | M17
|  | NL | 76 | 40 | 868 | 3572 | 4440 | 651 | 9157 | 5889.7143 | 0.88 | 2.8 | 24 | 5 | M13
|  |  | 77 | 40 | 868 | 2837 | 3705 | 651 | 7272 | 4543.2857 | 0.31 | 3.4 | 21 | 6 | M17 | 77
|  |  | 78 | 40 | 868 | 3494 | 4362 | 651 | 8958 | 5747.5714 | 0.6 | 3.4 | 22 | 6 | M13 | 78
|  | NL | 79 | 40 | 868 | 3149 | 4017 | 651 | 8072 | 5114.7143 | 0.23 | 3.9 | 20 | 7 | M17
|  | NL | 80 | 40 | 868 | 3747 | 4615 | 651 | 9606 | 6210.4286 | 0.45 | 3.9 | 20 | 7 | M13
|  |  | 81 | 40 | 868 | 3406 | 4274 | 651 | 8731 | 5585.4286 | 0.18 | 4.4 | 18 | 8 | M17 | 81
|  |  | 82 | 40 | 868 | 3937 | 4805 | 651 | 10092 | 6557.5714 | 0.35 | 4.4 | 19 | 8 | M13 | 82
|  |  | 83 | 40 | 868 | 4279 | 5147 | 651 | 10970 | 7184.7143 | 0.23 | 5.4 | 18 | 10 | M13
|  |  | 84 | 45 | 976.5 | 1488 | 2464.5 | 732.375 | 3814 | 1991.9107 | 0.32 | 9.8 | 20 | 2 | M31
|  |  | 85 | 45 | 976.5 | 1734 | 2710.5 | 732.375 | 4445 | 2442.625 | 0.54 | 9.8 | 22 | 2 | M27
|  | NL | 86 | 45 | 976.5 | 1751 | 2727.5 | 732.375 | 4490 | 2474.7679 | 0.23 | 1.8 | 18 | 3 | M27
|  | NL | 87 | 45 | 976.5 | 2241 | 3217.5 | 732.375 | 5745 | 3371.1964 | 0.48 | 1.8 | 24 | 3 | M23
|  | NL | 88 | 45 | 976.5 | 2427 | 3403.5 | 732.375 | 6222 | 3711.9107 | 0.7 | 1.8 | 23 | 3 | M20
|  |  | 89 | 45 | 976.5 | 2141 | 3117.5 | 732.375 | 5488 | 3187.625 | 0.27 | 2.3 | 22 | 4 | M23 | 89
|  |  | 90 | 45 | 976.5 | 2318 | 3294.5 | 732.375 | 5942 | 3511.9107 | 0.4 | 2.3 | 20 | 4 | M20 | 90
|  |  | 91 | 45 | 976.5 | 3170 | 4146.5 | 732.375 | 8128 | 5073.3393 | 0.89 | 2.3 | 26 | 4 | M17
|  | NL | 92 | 45 | 976.5 | 2187 | 3163.5 | 732.375 | 5606 | 3271.9107 | 0.17 | 2.8 | 20 | 5 | M23
|  | NL | 93 | 45 | 976.5 | 2343 | 3319.5 | 732.375 | 6006 | 3557.625 | 0.25 | 2.8 | 18 | 5 | M20
|  | NL | 94 | 45 | 976.5 | 3094 | 4070.5 | 732.375 | 7931 | 4932.625 | 0.56 | 2.8 | 24 | 5 | M17
|  |  | 95 | 45 | 976.5 | 2435 | 3411.5 | 732.375 | 6243 | 3726.9107 | 0.18 | 3.4 | 17 | 6 | M20 | 95
|  |  | 96 | 45 | 976.5 | 3132 | 4108.5 | 732.375 | 8029 | 5002.625 | 0.39 | 3.4 | 22 | 6 | M17 | 96
|  |  | 97 | 45 | 976.5 | 3949 | 4925.5 | 732.375 | 10123 | 6498.3393 | 0.76 | 3.4 | 23 | 6 | M13
|  | NL | 98 | 45 | 976.5 | 3396 | 4372.5 | 732.375 | 8705 | 5485.4821 | 0.29 | 3.9 | 21 | 7 | M17
|  | NL | 99 | 45 | 976.5 | 4087 | 5063.5 | 732.375 | 10478 | 6751.9107 | 0.57 | 3.9 | 22 | 7 | M13
|  |  | 100 | 45 | 976.5 | 3709 | 4685.5 | 732.375 | 9509 | 6059.7679 | 0.22 | 4.4 | 20 | 8 | M17 | 100
|  |  | 101 | 45 | 976.5 | 4160 | 5136.5 | 732.375 | 10664 | 6884.7679 | 0.44 | 4.4 | 21 | 8 | M13 | 101
|  |  | 102 | 45 | 976.5 | 4646 | 5622.5 | 732.375 | 11911 | 7775.4821 | 0.29 | 5.4 | 19 | 10 | M13
|  |  | 103 | 50 | 1085 | 1640 | 2725 | 813.75 | 4206 | 2190.5357 | 0.4 | 9.8 | 21 | 2 | M31
|  |  | 104 | 50 | 1085 | 1848 | 2933 | 813.75 | 4739 | 2571.25 | 0.67 | 9.8 | 24 | 2 | M27
|  | NL | 105 | 50 | 1085 | 1967 | 3052 | 813.75 | 5043 | 2788.3929 | 0.28 | 1.8 | 20 | 3 | M27
|  | NL | 106 | 50 | 1085 | 2489 | 3574 | 813.75 | 6381 | 3744.1071 | 0.59 | 1.8 | 25 | 3 | M23
|  | NL | 107 | 50 | 1085 | 2651 | 3736 | 813.75 | 6797 | 4041.25 | 0.87 | 1.8 | 24 | 3 | M20
|  |  | 108 | 50 | 1085 | 2403 | 3488 | 813.75 | 6160 | 3586.25 | 0.33 | 2.3 | 23 | 4 | M23 | 108
|  |  | 109 | 50 | 1085 | 2603 | 3688 | 813.75 | 6673 | 3952.6786 | 0.49 | 2.3 | 22 | 4 | M20 | 109
|  | NL | 110 | 50 | 1085 | 2360 | 3445 | 813.75 | 6049 | 3506.9643 | 0.21 | 2.8 | 21 | 5 | M23
|  | NL | 111 | 50 | 1085 | 2581 | 3666 | 813.75 | 6617 | 3912.6786 | 0.31 | 2.8 | 19 | 5 | M20
|  | NL | 112 | 50 | 1085 | 3507 | 4592 | 813.75 | 8990 | 5607.6786 | 0.69 | 2.8 | 25 | 5 | M17
|  |  | 113 | 50 | 1085 | 2661 | 3746 | 813.75 | 6821 | 4058.3929 | 0.22 | 3.4 | 18 | 6 | M20 | 113
|  |  | 114 | 50 | 1085 | 3410 | 4495 | 813.75 | 8741 | 5429.8214 | 0.48 | 3.4 | 24 | 6 | M17 | 114
|  |  | 115 | 50 | 1085 | 4520 | 5605 | 813.75 | 11587 | 7462.6786 | 0.94 | 3.4 | 24 | 6 | M13
|  | NL | 116 | 50 | 1085 | 2809 | 3894 | 813.75 | 7200 | 4329.1071 | 0.17 | 3.9 | 17 | 7 | M20
|  | NL | 117 | 50 | 1085 | 3642 | 4727 | 813.75 | 9338 | 5856.25 | 0.36 | 3.9 | 23 | 7 | M17
|  | NL | 118 | 50 | 1085 | 4436 | 5521 | 813.75 | 11373 | 7309.8214 | 0.7 | 3.9 | 23 | 7 | M13
|  |  | 119 | 50 | 1085 | 3902 | 4987 | 813.75 | 10004 | 6331.9643 | 0.28 | 4.4 | 21 | 8 | M17 | 119
|  |  | 120 | 50 | 1085 | 4426 | 5511 | 813.75 | 11346 | 7290.5357 | 0.54 | 4.4 | 22 | 8 | M13 | 120
|  |  | 121 | 50 | 1085 | 4170 | 5255 | 813.75 | 10689 | 6821.25 | 0.18 | 5.4 | 20 | 10 | M17
|  |  | 122 | 50 | 1085 | 4896 | 5981 | 813.75 | 12551 | 8151.25 | 0.35 | 5.4 | 20 | 10 | M13
|  |  | 123 | 55 | 1193.5 | 1772 | 2965.5 | 895.125 | 4543 | 2349.875 | 0.48 | 9.8 | 22 | 2 | M31
|  |  | 124 | 55 | 1193.5 | 1962 | 3155.5 | 895.125 | 5030 | 2697.7321 | 0.81 | 9.8 | 25 | 2 | M27
|  | NL | 125 | 55 | 1193.5 | 1741 | 2934.5 | 895.125 | 4464 | 2293.4464 | 0.2 | 1.8 | 18 | 3 | M31
|  | NL | 126 | 55 | 1193.5 | 2167 | 3360.5 | 895.125 | 5555 | 3072.7321 | 0.34 | 1.8 | 21 | 3 | M27
|  | NL | 127 | 55 | 1193.5 | 2685 | 3878.5 | 895.125 | 6883 | 4021.3036 | 0.71 | 1.8 | 26 | 3 | M23
|  | NL | 128 | 55 | 1193.5 | 2858 | 4051.5 | 895.125 | 7328 | 4339.1607 | 1.05 | 1.8 | 25 | 3 | M20
|  |  | 129 | 55 | 1193.5 | 2032 | 3225.5 | 895.125 | 5210 | 2826.3036 | 0.19 | 2.3 | 19 | 4 | M27 | 129
|  |  | 130 | 55 | 1193.5 | 2667 | 3860.5 | 895.125 | 6837 | 3988.4464 | 0.4 | 2.3 | 24 | 4 | M23 | 130
|  |  | 131 | 55 | 1193.5 | 2868 | 4061.5 | 895.125 | 7353 | 4357.0179 | 0.59 | 2.3 | 23 | 4 | M20 | 131
|  | NL | 132 | 55 | 1193.5 | 2609 | 3802.5 | 895.125 | 6688 | 3882.0179 | 0.26 | 2.8 | 22 | 5 | M23
|  | NL | 133 | 55 | 1193.5 | 2892 | 4085.5 | 895.125 | 7413 | 4399.875 | 0.37 | 2.8 | 21 | 5 | M20
|  | NL | 134 | 55 | 1193.5 | 3934 | 5127.5 | 895.125 | 10085 | 6308.4464 | 0.83 | 2.8 | 26 | 5 | M17
|  |  | 135 | 55 | 1193.5 | 2622 | 3815.5 | 895.125 | 6721 | 3905.5893 | 0.18 | 3.4 | 21 | 6 | M23 | 135
|  |  | 136 | 55 | 1193.5 | 2873 | 4066.5 | 895.125 | 7365 | 4365.5893 | 0.27 | 3.4 | 20 | 6 | M20 | 136
|  |  | 137 | 55 | 1193.5 | 3773 | 4966.5 | 895.125 | 9672 | 6013.4464 | 0.58 | 3.4 | 25 | 6 | M17 | 137
|  | NL | 138 | 55 | 1193.5 | 2992 | 4185.5 | 895.125 | 7671 | 4584.1607 | 0.2 | 3.9 | 19 | 7 | M20
|  | NL | 139 | 55 | 1193.5 | 3911 | 5104.5 | 895.125 | 10027 | 6267.0179 | 0.43 | 3.9 | 24 | 7 | M17
|  | NL | 140 | 55 | 1193.5 | 4981 | 6174.5 | 895.125 | 12769 | 8225.5893 | 0.84 | 3.9 | 24 | 7 | M13
|  |  | 141 | 55 | 1193.5 | 4081 | 5274.5 | 895.125 | 10461 | 6577.0179 | 0.33 | 4.4 | 23 | 8 | M17 | 141
|  |  | 142 | 55 | 1193.5 | 4741 | 5934.5 | 895.125 | 12153 | 7785.5893 | 0.66 | 4.4 | 23 | 8 | M13 | 142
|  |  | 143 | 55 | 1193.5 | 4457 | 5650.5 | 895.125 | 11427 | 7267.0179 | 0.22 | 5.4 | 21 | 10 | M17
|  |  | 144 | 55 | 1193.5 | 5068 | 6261.5 | 895.125 | 12993 | 8385.5893 | 0.43 | 5.4 | 22 | 10 | M13
|  |  | 145 | 60 | 1302 | 1887 | 3189 | 976.5 | 4838 | 2479.2143 | 0.57 | 9.8 | 23 | 2 | M31 | 145
|  |  | 146 | 60 | 1302 | 2074 | 3376 | 976.5 | 5317 | 2821.3571 | 0.96 | 9.8 | 26 | 2 | M27
|  | NL | 147 | 60 | 1302 | 1922 | 3224 | 976.5 | 4928 | 2543.5 | 0.24 | 1.8 | 19 | 3 | M31
|  | NL | 148 | 60 | 1302 | 2369 | 3671 | 976.5 | 6073 | 3361.3571 | 0.4 | 1.8 | 22 | 3 | M27
|  | NL | 149 | 60 | 1302 | 2873 | 4175 | 976.5 | 7366 | 4284.9286 | 0.84 | 1.8 | 28 | 3 | M23
|  |  | 150 | 60 | 1302 | 2235 | 3537 | 976.5 | 5729 | 3115.6429 | 0.23 | 2.3 | 20 | 4 | M27 | 150
|  |  | 151 | 60 | 1302 | 2909 | 4211 | 976.5 | 7459 | 4351.3571 | 0.48 | 2.3 | 25 | 4 | M23 | 151
|  |  | 152 | 60 | 1302 | 3128 | 4430 | 976.5 | 8020 | 4752.0714 | 0.7 | 2.3 | 24 | 4 | M20 | 152
|  | NL | 153 | 60 | 1302 | 2893 | 4195 | 976.5 | 7416 | 4320.6429 | 0.31 | 2.8 | 23 | 5 | M23
|  | NL | 154 | 60 | 1302 | 3210 | 4512 | 976.5 | 8230 | 4902.0714 | 0.44 | 2.8 | 22 | 5 | M20
|  | NL | 155 | 60 | 1302 | 4324 | 5626 | 976.5 | 11085 | 6941.3571 | 0.99 | 2.8 | 28 | 5 | M17
|  |  | 156 | 60 | 1302 | 2812 | 4114 | 976.5 | 7210 | 4173.5 | 0.22 | 3.4 | 22 | 6 | M23 | 156
|  |  | 157 | 60 | 1302 | 3122 | 4424 | 976.5 | 8003 | 4739.9286 | 0.32 | 3.4 | 21 | 6 | M20 | 157
|  |  | 158 | 60 | 1302 | 4220 | 5522 | 976.5 | 10818 | 6750.6429 | 0.69 | 3.4 | 26 | 6 | M17 | 158
|  | NL | 159 | 60 | 1302 | 3188 | 4490 | 976.5 | 8174 | 4862.0714 | 0.24 | 3.9 | 20 | 7 | M20
|  | NL | 160 | 60 | 1302 | 4184 | 5486 | 976.5 | 10726 | 6684.9286 | 0.51 | 3.9 | 25 | 7 | M17
|  | NL | 161 | 60 | 1302 | 5550 | 6852 | 976.5 | 14228 | 9186.3571 | 1 | 3.9 | 26 | 7 | M13
|  |  | 162 | 60 | 1302 | 3402 | 4704 | 976.5 | 8721 | 5252.7857 | 0.19 | 4.4 | 19 | 8 | M20 | 162
|  |  | 163 | 60 | 1302 | 4280 | 5582 | 976.5 | 10972 | 6860.6429 | 0.39 | 4.4 | 24 | 8 | M17 | 163
|  |  | 164 | 60 | 1302 | 5129 | 6431 | 976.5 | 13147 | 8414.2143 | 0.78 | 4.4 | 25 | 8 | M13
|  |  | 165 | 60 | 1302 | 4676 | 5978 | 976.5 | 11988 | 7586.3571 | 0.26 | 5.4 | 22 | 10 | M17
|  |  | 166 | 60 | 1302 | 5241 | 6543 | 976.5 | 13435 | 8619.9286 | 0.51 | 5.4 | 23 | 10 | M13
|  |  | 167 | 65 | 1410.5 | 1981 | 3391.5 | 1057.875 | 5080 | 2570.6964 | 0.67 | 9.8 | 24 | 2 | M31 | 167
|  | NL | 168 | 65 | 1410.5 | 2094 | 3504.5 | 1057.875 | 5368 | 2776.4107 | 0.28 | 1.8 | 20 | 3 | M31
|  | NL | 169 | 65 | 1410.5 | 2540 | 3950.5 | 1057.875 | 6513 | 3594.2679 | 0.47 | 1.8 | 23 | 3 | M27
|  | NL | 170 | 65 | 1410.5 | 3012 | 4422.5 | 1057.875 | 7720 | 4456.4107 | 0.99 | 1.8 | 29 | 3 | M23
|  |  | 171 | 65 | 1410.5 | 2441 | 3851.5 | 1057.875 | 6258 | 3412.125 | 0.27 | 2.3 | 21 | 4 | M27 | 171
|  |  | 172 | 65 | 1410.5 | 3151 | 4561.5 | 1057.875 | 8078 | 4712.125 | 0.56 | 2.3 | 26 | 4 | M23 | 172
|  |  | 173 | 65 | 1410.5 | 3382 | 4792.5 | 1057.875 | 8670 | 5134.9821 | 0.82 | 2.3 | 25 | 4 | M20
|  | NL | 174 | 65 | 1410.5 | 2416 | 3826.5 | 1057.875 | 6194 | 3366.4107 | 0.18 | 2.8 | 20 | 5 | M27
|  | NL | 175 | 65 | 1410.5 | 3186 | 4596.5 | 1057.875 | 8167 | 4775.6964 | 0.36 | 2.8 | 24 | 5 | M23
|  | NL | 176 | 65 | 1410.5 | 3533 | 4943.5 | 1057.875 | 9058 | 5412.125 | 0.52 | 2.8 | 23 | 5 | M20
|  |  | 177 | 65 | 1410.5 | 3050 | 4460.5 | 1057.875 | 7820 | 4527.8393 | 0.25 | 3.4 | 23 | 6 | M23 | 177
|  |  | 178 | 65 | 1410.5 | 3463 | 4873.5 | 1057.875 | 8879 | 5284.2679 | 0.37 | 3.4 | 22 | 6 | M20 | 178
|  |  | 179 | 65 | 1410.5 | 4679 | 6089.5 | 1057.875 | 11994 | 7509.2679 | 0.81 | 3.4 | 27 | 6 | M17
|  | NL | 180 | 65 | 1410.5 | 3053 | 4463.5 | 1057.875 | 7827 | 4532.8393 | 0.19 | 3.9 | 22 | 7 | M23
|  | NL | 181 | 65 | 1410.5 | 3391 | 4801.5 | 1057.875 | 8694 | 5152.125 | 0.28 | 3.9 | 21 | 7 | M20
|  | NL | 182 | 65 | 1410.5 | 4556 | 5966.5 | 1057.875 | 11679 | 7284.2679 | 0.6 | 3.9 | 26 | 7 | M17
|  |  | 183 | 65 | 1410.5 | 3537 | 4947.5 | 1057.875 | 9067 | 5418.5536 | 0.22 | 4.4 | 20 | 8 | M20 | 183
|  |  | 184 | 65 | 1410.5 | 4532 | 5942.5 | 1057.875 | 11618 | 7240.6964 | 0.46 | 4.4 | 25 | 8 | M17 | 184
|  |  | 185 | 65 | 1410.5 | 5654 | 7064.5 | 1057.875 | 14495 | 9295.6964 | 0.91 | 4.4 | 26 | 8 | M13
|  |  | 186 | 65 | 1410.5 | 4811 | 6221.5 | 1057.875 | 12334 | 7752.125 | 0.31 | 5.4 | 23 | 10 | M17
|  |  | 187 | 65 | 1410.5 | 5569 | 6979.5 | 1057.875 | 14275 | 9138.5536 | 0.59 | 5.4 | 24 | 10 | M13
|  |  | 188 | 70 | 1519 | 2076 | 3595 | 1139.25 | 5322 | 2662.1786 | 0.78 | 9.8 | 25 | 2 | M31
|  | NL | 189 | 70 | 1519 | 2257 | 3776 | 1139.25 | 5787 | 2994.3214 | 0.33 | 1.8 | 21 | 3 | M31
|  | NL | 190 | 70 | 1519 | 2694 | 4213 | 1139.25 | 6907 | 3794.3214 | 0.55 | 1.8 | 24 | 3 | M27
|  |  | 191 | 70 | 1519 | 2152 | 3671 | 1139.25 | 5518 | 2802.1786 | 0.19 | 2.3 | 20 | 4 | M31 | 191
|  |  | 192 | 70 | 1519 | 2642 | 4161 | 1139.25 | 6773 | 3698.6071 | 0.31 | 2.3 | 22 | 4 | M27 | 192
|  |  | 193 | 70 | 1519 | 3385 | 4904 | 1139.25 | 8678 | 5059.3214 | 0.65 | 2.3 | 27 | 4 | M23 | 193
|  |  | 194 | 70 | 1519 | 3580 | 5099 | 1139.25 | 9179 | 5417.1786 | 0.96 | 2.3 | 26 | 4 | M20
|  | NL | 195 | 70 | 1519 | 2641 | 4160 | 1139.25 | 6771 | 3697.1786 | 0.21 | 2.8 | 21 | 5 | M27
|  | NL | 196 | 70 | 1519 | 3481 | 5000 | 1139.25 | 8925 | 5235.75 | 0.42 | 2.8 | 25 | 5 | M23
|  | NL | 197 | 70 | 1519 | 3759 | 5278 | 1139.25 | 9636 | 5743.6071 | 0.6 | 2.8 | 24 | 5 | M20
|  |  | 198 | 70 | 1519 | 3358 | 4877 | 1139.25 | 8608 | 5009.3214 | 0.29 | 3.4 | 24 | 6 | M23 | 198
|  |  | 199 | 70 | 1519 | 3807 | 5326 | 1139.25 | 9760 | 5832.1786 | 0.43 | 3.4 | 23 | 6 | M20 | 199
|  |  | 200 | 70 | 1519 | 5145 | 6664 | 1139.25 | 13189 | 8281.4643 | 0.94 | 3.4 | 28 | 6 | M17
|  | NL | 201 | 70 | 1519 | 3233 | 4752 | 1139.25 | 8288 | 4780.75 | 0.22 | 3.9 | 23 | 7 | M23
|  | NL | 202 | 70 | 1519 | 3611 | 5130 | 1139.25 | 9258 | 5473.6071 | 0.32 | 3.9 | 22 | 7 | M20
|  | NL | 203 | 70 | 1519 | 5000 | 6519 | 1139.25 | 12817 | 8015.75 | 0.7 | 3.9 | 27 | 7 | M17
|  |  | 204 | 70 | 1519 | 3317 | 4836 | 1139.25 | 8504 | 4935.0357 | 0.18 | 4.4 | 23 | 8 | M23 | 204
|  |  | 205 | 70 | 1519 | 3722 | 5241 | 1139.25 | 9543 | 5677.1786 | 0.26 | 4.4 | 21 | 8 | M20 | 205
|  |  | 206 | 70 | 1519 | 4784 | 6303 | 1139.25 | 12263 | 7620.0357 | 0.54 | 4.4 | 26 | 8 | M17 | 206
|  |  | 207 | 70 | 1519 | 4946 | 6465 | 1139.25 | 12680 | 7917.8929 | 0.36 | 5.4 | 24 | 10 | M17
|  |  | 208 | 70 | 1519 | 5910 | 7429 | 1139.25 | 15150 | 9682.1786 | 0.69 | 5.4 | 25 | 10 | M13
|  |  | 209 | 75 | 1627.5 | 2169 | 3796.5 | 1220.625 | 5562 | 2752.2321 | 0.88 | 9.8 | 26 | 2 | M31
|  | NL | 210 | 75 | 1627.5 | 2422 | 4049.5 | 1220.625 | 6210 | 3215.0893 | 0.37 | 1.8 | 22 | 3 | M31
|  | NL | 211 | 75 | 1627.5 | 2843 | 4470.5 | 1220.625 | 7288 | 3985.0893 | 0.62 | 1.8 | 25 | 3 | M27
|  |  | 212 | 75 | 1627.5 | 2320 | 3947.5 | 1220.625 | 5948 | 3027.9464 | 0.21 | 2.3 | 20 | 4 | M31 | 212
|  |  | 213 | 75 | 1627.5 | 2831 | 4458.5 | 1220.625 | 7257 | 3962.9464 | 0.35 | 2.3 | 22 | 4 | M27 | 213
|  |  | 214 | 75 | 1627.5 | 3570 | 5197.5 | 1220.625 | 9151 | 5315.8036 | 0.74 | 2.3 | 28 | 4 | M23
|  | NL | 215 | 75 | 1627.5 | 2866 | 4493.5 | 1220.625 | 7347 | 4027.2321 | 0.23 | 2.8 | 21 | 5 | M27
|  | NL | 216 | 75 | 1627.5 | 3685 | 5312.5 | 1220.625 | 9448 | 5527.9464 | 0.47 | 2.8 | 26 | 5 | M23
|  | NL | 217 | 75 | 1627.5 | 3974 | 5601.5 | 1220.625 | 10187 | 6055.8036 | 0.68 | 2.8 | 24 | 5 | M20
|  |  | 218 | 75 | 1627.5 | 3667 | 5294.5 | 1220.625 | 9400 | 5493.6607 | 0.33 | 3.4 | 25 | 6 | M23 | 218
|  |  | 219 | 75 | 1627.5 | 4163 | 5790.5 | 1220.625 | 10673 | 6402.9464 | 0.49 | 3.4 | 23 | 6 | M20 | 219
|  | NL | 220 | 75 | 1627.5 | 3423 | 5050.5 | 1220.625 | 8776 | 5047.9464 | 0.25 | 3.9 | 23 | 7 | M23
|  | NL | 221 | 75 | 1627.5 | 3941 | 5568.5 | 1220.625 | 10103 | 5995.8036 | 0.36 | 3.9 | 22 | 7 | M20
|  | NL | 222 | 75 | 1627.5 | 5451 | 7078.5 | 1220.625 | 13973 | 8760.0893 | 0.79 | 3.9 | 28 | 7 | M17
|  |  | 223 | 75 | 1627.5 | 3480 | 5107.5 | 1220.625 | 8921 | 5151.5179 | 0.2 | 4.4 | 23 | 8 | M23 | 223
|  |  | 224 | 75 | 1627.5 | 3913 | 5540.5 | 1220.625 | 10030 | 5943.6607 | 0.29 | 4.4 | 22 | 8 | M20 | 224
|  |  | 225 | 75 | 1627.5 | 5150 | 6777.5 | 1220.625 | 13202 | 8209.375 | 0.61 | 4.4 | 26 | 8 | M17 | 225
|  |  | 226 | 75 | 1627.5 | 4105 | 5732.5 | 1220.625 | 10524 | 6296.5179 | 0.19 | 5.4 | 20 | 10 | M20
|  |  | 227 | 75 | 1627.5 | 5101 | 6728.5 | 1220.625 | 13078 | 8120.8036 | 0.4 | 5.4 | 25 | 10 | M17
|  |  | 228 | 75 | 1627.5 | 6293 | 7920.5 | 1220.625 | 16132 | 10302.2321 | 0.78 | 5.4 | 25 | 10 | M13
|  |  | 229 | 80 | 1736 | 2215 | 3951 | 1302 | 5679 | 2754.4286 | 1.01 | 9.8 | 27 | 2 | M31
|  | NL | 230 | 80 | 1736 | 2581 | 4317 | 1302 | 6616 | 3423.7143 | 0.42 | 1.8 | 23 | 3 | M31
|  | NL | 231 | 80 | 1736 | 2952 | 4688 | 1302 | 7568 | 4103.7143 | 0.7 | 1.8 | 25 | 3 | M27
|  |  | 232 | 80 | 1736 | 2491 | 4227 | 1302 | 6386 | 3259.4286 | 0.24 | 2.3 | 21 | 4 | M31 | 232
|  |  | 233 | 80 | 1736 | 3019 | 4755 | 1302 | 7739 | 4225.8571 | 0.4 | 2.3 | 23 | 4 | M27 | 233
|  |  | 234 | 80 | 1736 | 3750 | 5486 | 1302 | 9613 | 5564.4286 | 0.84 | 2.3 | 29 | 4 | M23
|  | NL | 235 | 80 | 1736 | 3098 | 4834 | 1302 | 7942 | 4370.8571 | 0.26 | 2.8 | 22 | 5 | M27
|  | NL | 236 | 80 | 1736 | 3883 | 5619 | 1302 | 9955 | 5808.7143 | 0.53 | 2.8 | 27 | 5 | M23
|  | NL | 237 | 80 | 1736 | 4183 | 5919 | 1302 | 10724 | 6358 | 0.78 | 2.8 | 25 | 5 | M20
|  |  | 238 | 80 | 1736 | 2973 | 4709 | 1302 | 7622 | 4142.2857 | 0.18 | 3.4 | 20 | 6 | M27 | 238
|  |  | 239 | 80 | 1736 | 3987 | 5723 | 1302 | 10222 | 5999.4286 | 0.37 | 3.4 | 25 | 6 | M23 | 239
|  |  | 240 | 80 | 1736 | 4515 | 6251 | 1302 | 11575 | 6965.8571 | 0.55 | 3.4 | 24 | 6 | M20 | 240
|  | NL | 241 | 80 | 1736 | 3715 | 5451 | 1302 | 9524 | 5500.8571 | 0.28 | 3.9 | 24 | 7 | M23
|  | NL | 242 | 80 | 1736 | 4271 | 6007 | 1302 | 10949 | 6518.7143 | 0.41 | 3.9 | 23 | 7 | M20
|  | NL | 243 | 80 | 1736 | 5918 | 7654 | 1302 | 15171 | 9534.4286 | 0.9 | 3.9 | 28 | 7 | M17
|  |  | 244 | 80 | 1736 | 3646 | 5382 | 1302 | 9346 | 5373.7143 | 0.22 | 4.4 | 24 | 8 | M23 | 244
|  |  | 245 | 80 | 1736 | 4104 | 5840 | 1302 | 10522 | 6213.7143 | 0.33 | 4.4 | 23 | 8 | M20 | 245
|  |  | 246 | 80 | 1736 | 5571 | 7307 | 1302 | 14281 | 8898.7143 | 0.69 | 4.4 | 27 | 8 | M17 | 246
|  |  | 247 | 80 | 1736 | 4207 | 5943 | 1302 | 10785 | 6401.5714 | 0.21 | 5.4 | 21 | 10 | M20
|  |  | 248 | 80 | 1736 | 5369 | 7105 | 1302 | 13764 | 8529.4286 | 0.46 | 5.4 | 26 | 10 | M17
|  |  | 249 | 80 | 1736 | 6811 | 8547 | 1302 | 17461 | 11170.1429 | 0.89 | 5.4 | 26 | 10 | M13
|  | NL | 250 | 85 | 1844.5 | 2708 | 4552.5 | 1383.375 | 6942 | 3575.1964 | 0.47 | 1.8 | 24 | 3 | M31
|  | NL | 251 | 85 | 1844.5 | 3058 | 4902.5 | 1383.375 | 7839 | 4215.9107 | 0.79 | 1.8 | 26 | 3 | M27
|  |  | 252 | 85 | 1844.5 | 2663 | 4507.5 | 1383.375 | 6827 | 3493.0536 | 0.27 | 2.3 | 21 | 4 | M31 | 252
|  |  | 253 | 85 | 1844.5 | 3206 | 5050.5 | 1383.375 | 8220 | 4488.0536 | 0.45 | 2.3 | 24 | 4 | M27 | 253
|  |  | 254 | 85 | 1844.5 | 3918 | 5762.5 | 1383.375 | 10044 | 5790.9107 | 0.94 | 2.3 | 30 | 4 | M23
|  | NL | 255 | 85 | 1844.5 | 2594 | 4438.5 | 1383.375 | 6650 | 3366.625 | 0.18 | 2.8 | 20 | 5 | M31
|  | NL | 256 | 85 | 1844.5 | 3332 | 5176.5 | 1383.375 | 8543 | 4718.7679 | 0.29 | 2.8 | 22 | 5 | M27
|  | NL | 257 | 85 | 1844.5 | 4074 | 5918.5 | 1383.375 | 10445 | 6077.3393 | 0.6 | 2.8 | 28 | 5 | M23
|  | NL | 258 | 85 | 1844.5 | 4383 | 6227.5 | 1383.375 | 11236 | 6642.3393 | 0.87 | 2.8 | 26 | 5 | M20
|  |  | 259 | 85 | 1844.5 | 3218 | 5062.5 | 1383.375 | 8249 | 4508.7679 | 0.21 | 3.4 | 21 | 6 | M27 | 259
|  |  | 260 | 85 | 1844.5 | 4308 | 6152.5 | 1383.375 | 11043 | 6504.4821 | 0.42 | 3.4 | 26 | 6 | M23 | 260
|  |  | 261 | 85 | 1844.5 | 4694 | 6538.5 | 1383.375 | 12034 | 7212.3393 | 0.62 | 3.4 | 25 | 6 | M20 | 261
|  | NL | 262 | 85 | 1844.5 | 4007 | 5851.5 | 1383.375 | 10273 | 5954.4821 | 0.32 | 3.9 | 25 | 7 | M23
|  | NL | 263 | 85 | 1844.5 | 4611 | 6455.5 | 1383.375 | 11821 | 7060.1964 | 0.46 | 3.9 | 24 | 7 | M20
|  | NL | 264 | 85 | 1844.5 | 6372 | 8216.5 | 1383.375 | 16334 | 10283.7679 | 1.02 | 3.9 | 29 | 7 | M17
|  |  | 265 | 85 | 1844.5 | 3812 | 5656.5 | 1383.375 | 9771 | 5595.9107 | 0.25 | 4.4 | 25 | 8 | M23 | 265
|  |  | 266 | 85 | 1844.5 | 4422 | 6266.5 | 1383.375 | 11336 | 6713.7679 | 0.37 | 4.4 | 23 | 8 | M20 | 266
|  |  | 267 | 85 | 1844.5 | 5994 | 7838.5 | 1383.375 | 15366 | 9592.3393 | 0.78 | 4.4 | 28 | 8 | M17
|  |  | 268 | 85 | 1844.5 | 4351 | 6195.5 | 1383.375 | 11155 | 6584.4821 | 0.24 | 5.4 | 22 | 10 | M20
|  |  | 269 | 85 | 1844.5 | 5637 | 7481.5 | 1383.375 | 14450 | 8938.0536 | 0.51 | 5.4 | 26 | 10 | M17
|  |  | 270 | 85 | 1844.5 | 7330 | 9174.5 | 1383.375 | 18789 | 12037.3393 | 1 | 5.4 | 27 | 10 | M13
|  | NL | 271 | 90 | 1953 | 2833 | 4786 | 1464.75 | 7262 | 3722.3929 | 0.53 | 1.8 | 24 | 3 | M31
|  | NL | 272 | 90 | 1953 | 3164 | 5117 | 1464.75 | 8113 | 4330.25 | 0.89 | 1.8 | 27 | 3 | M27
|  |  | 273 | 90 | 1953 | 2828 | 4781 | 1464.75 | 7249 | 3713.1071 | 0.3 | 2.3 | 22 | 4 | M31 | 273
|  |  | 274 | 90 | 1953 | 3365 | 5318 | 1464.75 | 8626 | 4696.6786 | 0.5 | 2.3 | 25 | 4 | M27 | 274
|  | NL | 275 | 90 | 1953 | 2778 | 4731 | 1464.75 | 7122 | 3622.3929 | 0.2 | 2.8 | 21 | 5 | M31
|  | NL | 276 | 90 | 1953 | 3534 | 5487 | 1464.75 | 9059 | 5005.9643 | 0.33 | 2.8 | 23 | 5 | M27
|  | NL | 277 | 90 | 1953 | 4262 | 6215 | 1464.75 | 10926 | 6339.5357 | 0.68 | 2.8 | 28 | 5 | M23
|  | NL | 278 | 90 | 1953 | 4571 | 6524 | 1464.75 | 11718 | 6905.25 | 0.98 | 2.8 | 27 | 5 | M20
|  |  | 279 | 90 | 1953 | 3462 | 5415 | 1464.75 | 8876 | 4875.25 | 0.23 | 3.4 | 22 | 6 | M27 | 279
|  |  | 280 | 90 | 1953 | 4497 | 6450 | 1464.75 | 11527 | 6768.8214 | 0.47 | 3.4 | 27 | 6 | M23 | 280
|  |  | 281 | 90 | 1953 | 4873 | 6826 | 1464.75 | 12493 | 7458.8214 | 0.7 | 3.4 | 26 | 6 | M20 | 281
|  | NL | 282 | 90 | 1953 | 3376 | 5329 | 1464.75 | 8654 | 4716.6786 | 0.17 | 3.9 | 21 | 7 | M27
|  | NL | 283 | 90 | 1953 | 4305 | 6258 | 1464.75 | 11037 | 6418.8214 | 0.35 | 3.9 | 26 | 7 | M23
|  | NL | 284 | 90 | 1953 | 4959 | 6912 | 1464.75 | 12711 | 7614.5357 | 0.52 | 3.9 | 25 | 7 | M20
|  |  | 285 | 90 | 1953 | 4068 | 6021 | 1464.75 | 10428 | 5983.8214 | 0.28 | 4.4 | 25 | 8 | M23 | 285
|  |  | 286 | 90 | 1953 | 4740 | 6693 | 1464.75 | 12150 | 7213.8214 | 0.41 | 4.4 | 24 | 8 | M20 | 286
|  |  | 287 | 90 | 1953 | 6452 | 8405 | 1464.75 | 16540 | 10349.5357 | 0.87 | 4.4 | 29 | 8 | M17
|  |  | 288 | 90 | 1953 | 4029 | 5982 | 1464.75 | 10329 | 5913.1071 | 0.19 | 5.4 | 24 | 10 | M23
|  |  | 289 | 90 | 1953 | 4554 | 6507 | 1464.75 | 11673 | 6873.1071 | 0.27 | 5.4 | 22 | 10 | M20
|  |  | 290 | 90 | 1953 | 5904 | 7857 | 1464.75 | 15136 | 9346.6786 | 0.58 | 5.4 | 27 | 10 | M17
|  | NL | 291 | 95 | 2061.5 | 2956 | 5017.5 | 1546.125 | 7579 | 3867.4464 | 0.59 | 1.8 | 25 | 3 | M31
|  | NL | 292 | 95 | 2061.5 | 3273 | 5334.5 | 1546.125 | 8391 | 4447.4464 | 0.99 | 1.8 | 28 | 3 | M27
|  |  | 293 | 95 | 2061.5 | 2985 | 5046.5 | 1546.125 | 7652 | 3919.5893 | 0.33 | 2.3 | 23 | 4 | M31 | 293
|  |  | 294 | 95 | 2061.5 | 3509 | 5570.5 | 1546.125 | 8995 | 4878.875 | 0.56 | 2.3 | 25 | 4 | M27 | 294
|  | NL | 295 | 95 | 2061.5 | 2962 | 5023.5 | 1546.125 | 7593 | 3877.4464 | 0.22 | 2.8 | 22 | 5 | M31
|  | NL | 296 | 95 | 2061.5 | 3691 | 5752.5 | 1546.125 | 9462 | 5212.4464 | 0.37 | 2.8 | 24 | 5 | M27
|  | NL | 297 | 95 | 2061.5 | 4434 | 6495.5 | 1546.125 | 11366 | 6572.4464 | 0.75 | 2.8 | 29 | 5 | M23
|  |  | 298 | 95 | 2061.5 | 3711 | 5772.5 | 1546.125 | 9514 | 5249.5893 | 0.26 | 3.4 | 23 | 6 | M27 | 298
|  |  | 299 | 95 | 2061.5 | 4658 | 6719.5 | 1546.125 | 11940 | 6982.4464 | 0.53 | 3.4 | 28 | 6 | M23 | 299
|  |  | 300 | 95 | 2061.5 | 5039 | 7100.5 | 1546.125 | 12917 | 7680.3036 | 0.78 | 3.4 | 26 | 6 | M20
|  | NL | 301 | 95 | 2061.5 | 3556 | 5617.5 | 1546.125 | 9117 | 4966.0179 | 0.19 | 3.9 | 21 | 7 | M27
|  | NL | 302 | 95 | 2061.5 | 4613 | 6674.5 | 1546.125 | 11825 | 6900.3036 | 0.39 | 3.9 | 26 | 7 | M23
|  | NL | 303 | 95 | 2061.5 | 5291 | 7352.5 | 1546.125 | 13563 | 8141.7321 | 0.58 | 3.9 | 25 | 7 | M20
|  |  | 304 | 95 | 2061.5 | 4345 | 6406.5 | 1546.125 | 11138 | 6409.5893 | 0.31 | 4.4 | 26 | 8 | M23 | 304
|  |  | 305 | 95 | 2061.5 | 5060 | 7121.5 | 1546.125 | 12972 | 7719.5893 | 0.46 | 4.4 | 25 | 8 | M20 | 305
|  |  | 306 | 95 | 2061.5 | 6910 | 8971.5 | 1546.125 | 17715 | 11107.4464 | 0.97 | 4.4 | 29 | 8 | M17
|  |  | 307 | 95 | 2061.5 | 4205 | 6266.5 | 1546.125 | 10781 | 6154.5893 | 0.21 | 5.4 | 25 | 10 | M23
|  |  | 308 | 95 | 2061.5 | 4756 | 6817.5 | 1546.125 | 12191 | 7161.7321 | 0.3 | 5.4 | 23 | 10 | M20
|  |  | 309 | 95 | 2061.5 | 6290 | 8351.5 | 1546.125 | 16124 | 9971.0179 | 0.64 | 5.4 | 28 | 10 | M17
|  | NL | 310 | 100 | 2170 | 3050 | 5220 | 1627.5 | 7820 | 3958.2143 | 0.65 | 1.8 | 26 | 3 | M31
|  |  | 311 | 100 | 2170 | 3142 | 5312 | 1627.5 | 8054 | 4125.3571 | 0.37 | 2.3 | 23 | 4 | M31 | 311
|  |  | 312 | 100 | 2170 | 3648 | 5818 | 1627.5 | 9352 | 5052.5 | 0.62 | 2.3 | 26 | 4 | M27 | 312
|  | NL | 313 | 100 | 2170 | 3150 | 5320 | 1627.5 | 8075 | 4140.3571 | 0.25 | 2.8 | 23 | 5 | M31
|  | NL | 314 | 100 | 2170 | 3847 | 6017 | 1627.5 | 9863 | 5417.5 | 0.4 | 2.8 | 25 | 5 | M27
|  | NL | 315 | 100 | 2170 | 4602 | 6772 | 1627.5 | 11797 | 6798.9286 | 0.83 | 2.8 | 30 | 5 | M23
|  |  | 316 | 100 | 2170 | 3015 | 5185 | 1627.5 | 7728 | 3892.5 | 0.17 | 3.4 | 21 | 6 | M31 | 316
|  |  | 317 | 100 | 2170 | 3966 | 6136 | 1627.5 | 10167 | 5634.6429 | 0.29 | 3.4 | 23 | 6 | M27 | 317
|  |  | 318 | 100 | 2170 | 4811 | 6981 | 1627.5 | 12334 | 7182.5 | 0.58 | 3.4 | 28 | 6 | M23 | 318
|  |  | 319 | 100 | 2170 | 5202 | 7372 | 1627.5 | 13336 | 7898.2143 | 0.86 | 3.4 | 27 | 6 | M20
|  | NL | 320 | 100 | 2170 | 3795 | 5965 | 1627.5 | 9728 | 5321.0714 | 0.21 | 3.9 | 22 | 7 | M27
|  | NL | 321 | 100 | 2170 | 4920 | 7090 | 1627.5 | 12613 | 7381.7857 | 0.43 | 3.9 | 27 | 7 | M23
|  | NL | 322 | 100 | 2170 | 5478 | 7648 | 1627.5 | 14042 | 8402.5 | 0.64 | 3.9 | 26 | 7 | M20
|  |  | 323 | 100 | 2170 | 4622 | 6792 | 1627.5 | 11848 | 6835.3571 | 0.35 | 4.4 | 27 | 8 | M23 | 323
|  |  | 324 | 100 | 2170 | 5406 | 7576 | 1627.5 | 13859 | 8271.7857 | 0.51 | 4.4 | 25 | 8 | M20 | 324
|  |  | 325 | 100 | 2170 | 4382 | 6552 | 1627.5 | 11232 | 6395.3571 | 0.23 | 5.4 | 25 | 10 | M23
|  |  | 326 | 100 | 2170 | 4958 | 7128 | 1627.5 | 12709 | 7450.3571 | 0.33 | 5.4 | 24 | 10 | M20
|  |  | 327 | 100 | 2170 | 6696 | 8866 | 1627.5 | 17165 | 10633.2143 | 0.71 | 5.4 | 29 | 10 | M17
|  | NL | 328 | 105 | 2278.5 | 3139 | 5417.5 | 1708.875 | 8048 | 4039.6964 | 0.72 | 1.8 | 26 | 3 | M31
|  |  | 329 | 105 | 2278.5 | 3298 | 5576.5 | 1708.875 | 8455 | 4330.4107 | 0.41 | 2.3 | 24 | 4 | M31 | 329
|  |  | 330 | 105 | 2278.5 | 3786 | 6064.5 | 1708.875 | 9706 | 5223.9821 | 0.68 | 2.3 | 27 | 4 | M27 | 330
|  | NL | 331 | 105 | 2278.5 | 3341 | 5619.5 | 1708.875 | 8565 | 4408.9821 | 0.27 | 2.8 | 23 | 5 | M31
|  | NL | 332 | 105 | 2278.5 | 3999 | 6277.5 | 1708.875 | 10252 | 5613.9821 | 0.45 | 2.8 | 25 | 5 | M27
|  | NL | 333 | 105 | 2278.5 | 4762 | 7040.5 | 1708.875 | 12208 | 7011.125 | 0.92 | 2.8 | 30 | 5 | M23
|  |  | 334 | 105 | 2278.5 | 3202 | 5480.5 | 1708.875 | 8209 | 4154.6964 | 0.19 | 3.4 | 21 | 6 | M31 | 334
|  |  | 335 | 105 | 2278.5 | 4221 | 6499.5 | 1708.875 | 10821 | 6020.4107 | 0.31 | 3.4 | 24 | 6 | M27 | 335
|  |  | 336 | 105 | 2278.5 | 4959 | 7237.5 | 1708.875 | 12711 | 7370.4107 | 0.64 | 3.4 | 29 | 6 | M23 | 336
|  |  | 337 | 105 | 2278.5 | 5371 | 7649.5 | 1708.875 | 13768 | 8125.4107 | 0.95 | 3.4 | 28 | 6 | M20
|  | NL | 338 | 105 | 2278.5 | 4034 | 6312.5 | 1708.875 | 10340 | 5676.8393 | 0.23 | 3.9 | 23 | 7 | M27
|  | NL | 339 | 105 | 2278.5 | 5132 | 7410.5 | 1708.875 | 13156 | 7688.2679 | 0.48 | 3.9 | 28 | 7 | M23
|  | NL | 340 | 105 | 2278.5 | 5665 | 7943.5 | 1708.875 | 14522 | 8663.9821 | 0.71 | 3.9 | 27 | 7 | M20
|  |  | 341 | 105 | 2278.5 | 3813 | 6091.5 | 1708.875 | 9775 | 5273.2679 | 0.18 | 4.4 | 22 | 8 | M27 | 341
|  |  | 342 | 105 | 2278.5 | 4915 | 7193.5 | 1708.875 | 12601 | 7291.8393 | 0.38 | 4.4 | 27 | 8 | M23 | 342
|  |  | 343 | 105 | 2278.5 | 5752 | 8030.5 | 1708.875 | 14745 | 8823.2679 | 0.56 | 4.4 | 26 | 8 | M20 | 343
|  |  | 344 | 105 | 2278.5 | 4558 | 6836.5 | 1708.875 | 11684 | 6636.8393 | 0.25 | 5.4 | 26 | 10 | M23
|  |  | 345 | 105 | 2278.5 | 5237 | 7515.5 | 1708.875 | 13426 | 7881.125 | 0.37 | 5.4 | 24 | 10 | M20
|  |  | 346 | 105 | 2278.5 | 7102 | 9380.5 | 1708.875 | 18206 | 11295.4107 | 0.78 | 5.4 | 29 | 10 | M17
|  | NL | 347 | 110 | 2387 | 3225 | 5612 | 1790.25 | 8267 | 4114.75 | 0.79 | 1.8 | 27 | 3 | M31
|  |  | 348 | 110 | 2387 | 3454 | 5841 | 1790.25 | 8855 | 4534.75 | 0.45 | 2.3 | 25 | 4 | M31 | 348
|  |  | 349 | 110 | 2387 | 3889 | 6276 | 1790.25 | 9969 | 5330.4643 | 0.75 | 2.3 | 27 | 4 | M27
|  | NL | 350 | 110 | 2387 | 3533 | 5920 | 1790.25 | 9056 | 4678.3214 | 0.3 | 2.8 | 24 | 5 | M31
|  | NL | 351 | 110 | 2387 | 4151 | 6538 | 1790.25 | 10640 | 5809.75 | 0.49 | 2.8 | 26 | 5 | M27
|  | NL | 352 | 110 | 2387 | 4915 | 7302 | 1790.25 | 12599 | 7209.0357 | 1.01 | 2.8 | 31 | 5 | M23
|  |  | 353 | 110 | 2387 | 3401 | 5788 | 1790.25 | 8720 | 4438.3214 | 0.21 | 3.4 | 22 | 6 | M31 | 353
|  |  | 354 | 110 | 2387 | 4409 | 6796 | 1790.25 | 11302 | 6282.6071 | 0.34 | 3.4 | 24 | 6 | M27 | 354
|  |  | 355 | 110 | 2387 | 5107 | 7494 | 1790.25 | 13093 | 7561.8929 | 0.7 | 3.4 | 29 | 6 | M23 | 355
|  | NL | 356 | 110 | 2387 | 4272 | 6659 | 1790.25 | 10952 | 6032.6071 | 0.26 | 3.9 | 23 | 7 | M27
|  | NL | 357 | 110 | 2387 | 5297 | 7684 | 1790.25 | 13580 | 7909.75 | 0.52 | 3.9 | 28 | 7 | M23
|  | NL | 358 | 110 | 2387 | 5844 | 8231 | 1790.25 | 14981 | 8910.4643 | 0.77 | 3.9 | 27 | 7 | M20
|  |  | 359 | 110 | 2387 | 3993 | 6380 | 1790.25 | 10237 | 5521.8929 | 0.2 | 4.4 | 22 | 8 | M27 | 359
|  |  | 360 | 110 | 2387 | 5217 | 7604 | 1790.25 | 13374 | 7762.6071 | 0.42 | 4.4 | 28 | 8 | M23 | 360
|  |  | 361 | 110 | 2387 | 6068 | 8455 | 1790.25 | 15556 | 9321.1786 | 0.61 | 4.4 | 27 | 8 | M20 | 361
|  |  | 362 | 110 | 2387 | 4754 | 7141 | 1790.25 | 12187 | 6914.75 | 0.28 | 5.4 | 27 | 10 | M23
|  |  | 363 | 110 | 2387 | 5544 | 7931 | 1790.25 | 14212 | 8361.1786 | 0.4 | 5.4 | 25 | 10 | M20
|  |  | 364 | 110 | 2387 | 7519 | 9906 | 1790.25 | 19275 | 11977.6071 | 0.86 | 5.4 | 30 | 10 | M17
|  | NL | 365 | 115 | 2495.5 | 3312 | 5807.5 | 1871.625 | 8491 | 4193.375 | 0.86 | 1.8 | 27 | 3 | M31
|  |  | 366 | 115 | 2495.5 | 3581 | 6076.5 | 1871.625 | 9180 | 4685.5179 | 0.49 | 2.3 | 25 | 4 | M31 | 366
|  |  | 367 | 115 | 2495.5 | 3990 | 6485.5 | 1871.625 | 10228 | 5434.0893 | 0.81 | 2.3 | 28 | 4 | M27
|  | NL | 368 | 115 | 2495.5 | 3692 | 6187.5 | 1871.625 | 9466 | 4889.8036 | 0.33 | 2.8 | 24 | 5 | M31
|  | NL | 369 | 115 | 2495.5 | 4291 | 6786.5 | 1871.625 | 11000 | 5985.5179 | 0.53 | 2.8 | 26 | 5 | M27
|  |  | 370 | 115 | 2495.5 | 3601 | 6096.5 | 1871.625 | 9231 | 4721.9464 | 0.23 | 3.4 | 22 | 6 | M31 | 370
|  |  | 371 | 115 | 2495.5 | 4537 | 7032.5 | 1871.625 | 11630 | 6435.5179 | 0.37 | 3.4 | 25 | 6 | M27 | 371
|  |  | 372 | 115 | 2495.5 | 5260 | 7755.5 | 1871.625 | 13485 | 7760.5179 | 0.77 | 3.4 | 30 | 6 | M23
|  | NL | 373 | 115 | 2495.5 | 4523 | 7018.5 | 1871.625 | 11595 | 6410.5179 | 0.28 | 3.9 | 24 | 7 | M27
|  | NL | 374 | 115 | 2495.5 | 5463 | 7958.5 | 1871.625 | 14004 | 8131.2321 | 0.57 | 3.9 | 29 | 7 | M23
|  | NL | 375 | 115 | 2495.5 | 6018 | 8513.5 | 1871.625 | 15426 | 9146.9464 | 0.84 | 3.9 | 28 | 7 | M20
|  |  | 376 | 115 | 2495.5 | 4217 | 6712.5 | 1871.625 | 10810 | 5849.8036 | 0.22 | 4.4 | 23 | 8 | M27 | 376
|  |  | 377 | 115 | 2495.5 | 5518 | 8013.5 | 1871.625 | 14146 | 8232.6607 | 0.45 | 4.4 | 28 | 8 | M23 | 377
|  |  | 378 | 115 | 2495.5 | 6263 | 8758.5 | 1871.625 | 16056 | 9596.9464 | 0.67 | 4.4 | 27 | 8 | M20 | 378
|  |  | 379 | 115 | 2495.5 | 5021 | 7516.5 | 1871.625 | 12872 | 7322.6607 | 0.3 | 5.4 | 27 | 10 | M23
|  |  | 380 | 115 | 2495.5 | 5850 | 8345.5 | 1871.625 | 14998 | 8841.2321 | 0.44 | 5.4 | 25 | 10 | M20
|  |  | 381 | 115 | 2495.5 | 7945 | 10440.5 | 1871.625 | 20367 | 12676.2321 | 0.93 | 5.4 | 30 | 10 | M17
|  | NL | 382 | 120 | 2604 | 3402 | 6006 | 1953 | 8721 | 4276.2857 | 0.94 | 1.8 | 28 | 3 | M31
|  |  | 383 | 120 | 2604 | 3701 | 6305 | 1953 | 9487 | 4823.4286 | 0.53 | 2.3 | 26 | 4 | M31 | 383
|  |  | 384 | 120 | 2604 | 4085 | 6689 | 1953 | 10471 | 5526.2857 | 0.89 | 2.3 | 28 | 4 | M27
|  | NL | 385 | 120 | 2604 | 3821 | 6425 | 1953 | 9795 | 5043.4286 | 0.35 | 2.8 | 25 | 5 | M31
|  | NL | 386 | 120 | 2604 | 4427 | 7031 | 1953 | 11349 | 6153.4286 | 0.58 | 2.8 | 27 | 5 | M27
|  |  | 387 | 120 | 2604 | 3801 | 6405 | 1953 | 9745 | 5007.7143 | 0.24 | 3.4 | 23 | 6 | M31 | 387
|  |  | 388 | 120 | 2604 | 4665 | 7269 | 1953 | 11959 | 6589.1429 | 0.41 | 3.4 | 25 | 6 | M27 | 388
|  |  | 389 | 120 | 2604 | 5414 | 8018 | 1953 | 13878 | 7959.8571 | 0.84 | 3.4 | 31 | 6 | M23
|  | NL | 390 | 120 | 2604 | 3549 | 6153 | 1953 | 9098 | 4545.5714 | 0.18 | 3.9 | 22 | 7 | M31
|  | NL | 391 | 120 | 2604 | 4774 | 7378 | 1953 | 12239 | 6789.1429 | 0.3 | 3.9 | 24 | 7 | M27
|  | NL | 392 | 120 | 2604 | 5617 | 8221 | 1953 | 14400 | 8332.7143 | 0.62 | 3.9 | 29 | 7 | M23
|  | NL | 393 | 120 | 2604 | 6191 | 8795 | 1953 | 15872 | 9384.1429 | 0.92 | 3.9 | 28 | 7 | M20
|  |  | 394 | 120 | 2604 | 4440 | 7044 | 1953 | 11383 | 6177.7143 | 0.23 | 4.4 | 23 | 8 | M27 | 394
|  |  | 395 | 120 | 2604 | 5746 | 8350 | 1953 | 14730 | 8568.4286 | 0.49 | 4.4 | 29 | 8 | M23 | 395
|  |  | 396 | 120 | 2604 | 6458 | 9062 | 1953 | 16556 | 9872.7143 | 0.72 | 4.4 | 28 | 8 | M20
|  |  | 397 | 120 | 2604 | 5289 | 7893 | 1953 | 13558 | 7731.2857 | 0.33 | 5.4 | 28 | 10 | M23
|  |  | 398 | 120 | 2604 | 6158 | 8762 | 1953 | 15786 | 9322.7143 | 0.47 | 5.4 | 26 | 10 | M20
|  |  | 399 | 120 | 2604 | 8371 | 10975 | 1953 | 21459 | 13374.8571 | 1.02 | 5.4 | 31 | 10 | M17
|  | NL | 400 | 125 | 2712.5 | 3487 | 6199.5 | 2034.375 | 8940 | 4351.3393 | 1.02 | 1.8 | 28 | 3 | M31
|  |  | 401 | 125 | 2712.5 | 3818 | 6530.5 | 2034.375 | 9788 | 4957.0536 | 0.57 | 2.3 | 26 | 4 | M31 | 401
|  |  | 402 | 125 | 2712.5 | 4181 | 6893.5 | 2034.375 | 10719 | 5622.0536 | 0.96 | 2.3 | 29 | 4 | M27
|  | NL | 403 | 125 | 2712.5 | 3949 | 6661.5 | 2034.375 | 10124 | 5197.0536 | 0.38 | 2.8 | 25 | 5 | M31
|  | NL | 404 | 125 | 2712.5 | 4560 | 7272.5 | 2034.375 | 11689 | 6314.9107 | 0.63 | 2.8 | 27 | 5 | M27
|  |  | 405 | 125 | 2712.5 | 4009 | 6721.5 | 2034.375 | 10278 | 5307.0536 | 0.26 | 3.4 | 23 | 6 | M31 | 405
|  |  | 406 | 125 | 2712.5 | 4786 | 7498.5 | 2034.375 | 12269 | 6729.1964 | 0.44 | 3.4 | 26 | 6 | M27 | 406
|  |  | 407 | 125 | 2712.5 | 5562 | 8274.5 | 2034.375 | 14258 | 8149.9107 | 0.91 | 3.4 | 31 | 6 | M23
|  | NL | 408 | 125 | 2712.5 | 3738 | 6450.5 | 2034.375 | 9583 | 4810.625 | 0.2 | 3.9 | 22 | 7 | M31
|  | NL | 409 | 125 | 2712.5 | 5026 | 7738.5 | 2034.375 | 12883 | 7167.7679 | 0.33 | 3.9 | 25 | 7 | M27
|  | NL | 410 | 125 | 2712.5 | 5771 | 8483.5 | 2034.375 | 14794 | 8532.7679 | 0.67 | 3.9 | 30 | 7 | M23
|  | NL | 411 | 125 | 2712.5 | 6365 | 9077.5 | 2034.375 | 16317 | 9620.625 | 1 | 3.9 | 29 | 7 | M20
|  |  | 412 | 125 | 2712.5 | 4664 | 7376.5 | 2034.375 | 11956 | 6505.625 | 0.25 | 4.4 | 24 | 8 | M27 | 412
|  |  | 413 | 125 | 2712.5 | 5916 | 8628.5 | 2034.375 | 15166 | 8798.4821 | 0.53 | 4.4 | 29 | 8 | M23 | 413
|  |  | 414 | 125 | 2712.5 | 6651 | 9363.5 | 2034.375 | 17050 | 10144.1964 | 0.79 | 4.4 | 28 | 8 | M20
|  |  | 415 | 125 | 2712.5 | 5556 | 8268.5 | 2034.375 | 14243 | 8139.1964 | 0.36 | 5.4 | 28 | 10 | M23
|  |  | 416 | 125 | 2712.5 | 6480 | 9192.5 | 2034.375 | 16611 | 9830.625 | 0.51 | 5.4 | 27 | 10 | M20
|  |  | 417 | 130 | 2821 | 3933 | 6754 | 2115.75 | 10084 | 5087.1071 | 0.62 | 2.3 | 27 | 4 | M31 | 417
|  |  | 418 | 130 | 2821 | 4280 | 7101 | 2115.75 | 10973 | 5722.1071 | 1.04 | 2.3 | 29 | 4 | M27
|  | NL | 419 | 130 | 2821 | 4075 | 6896 | 2115.75 | 10447 | 5346.3929 | 0.41 | 2.8 | 26 | 5 | M31
|  | NL | 420 | 130 | 2821 | 4687 | 7508 | 2115.75 | 12014 | 6465.6786 | 0.68 | 2.8 | 28 | 5 | M27
|  |  | 421 | 130 | 2821 | 4217 | 7038 | 2115.75 | 10810 | 5605.6786 | 0.29 | 3.4 | 24 | 6 | M31 | 421
|  |  | 422 | 130 | 2821 | 4903 | 7724 | 2115.75 | 12569 | 6862.1071 | 0.48 | 3.4 | 26 | 6 | M27 | 422
|  |  | 423 | 130 | 2821 | 5710 | 8531 | 2115.75 | 14637 | 8339.25 | 0.98 | 3.4 | 32 | 6 | M23
|  | NL | 424 | 130 | 2821 | 3927 | 6748 | 2115.75 | 10068 | 5075.6786 | 0.21 | 3.9 | 23 | 7 | M31
|  | NL | 425 | 130 | 2821 | 5208 | 8029 | 2115.75 | 13351 | 7420.6786 | 0.35 | 3.9 | 25 | 7 | M27
|  | NL | 426 | 130 | 2821 | 5925 | 8746 | 2115.75 | 15188 | 8732.8214 | 0.73 | 3.9 | 30 | 7 | M23
|  |  | 427 | 130 | 2821 | 4900 | 7721 | 2115.75 | 12560 | 6855.6786 | 0.27 | 4.4 | 24 | 8 | M27 | 427
|  |  | 428 | 130 | 2821 | 6086 | 8907 | 2115.75 | 15602 | 9028.5357 | 0.58 | 4.4 | 30 | 8 | M23 | 428
|  |  | 429 | 130 | 2821 | 6838 | 9659 | 2115.75 | 17529 | 10404.9643 | 0.85 | 4.4 | 29 | 8 | M20
|  |  | 430 | 130 | 2821 | 4500 | 7321 | 2115.75 | 11536 | 6124.25 | 0.19 | 5.4 | 24 | 10 | M27
|  |  | 431 | 130 | 2821 | 5827 | 8648 | 2115.75 | 14937 | 8553.5357 | 0.39 | 5.4 | 29 | 10 | M23
|  |  | 432 | 130 | 2821 | 6801 | 9622 | 2115.75 | 17435 | 10337.8214 | 0.56 | 5.4 | 27 | 10 | M20
|  |  | 433 | 135 | 2929.5 | 4045 | 6974.5 | 2197.125 | 10369 | 5209.3036 | 0.67 | 2.3 | 27 | 4 | M31 | 433
|  | NL | 434 | 135 | 2929.5 | 4199 | 7128.5 | 2197.125 | 10765 | 5492.1607 | 0.45 | 2.8 | 26 | 5 | M31
|  | NL | 435 | 135 | 2929.5 | 4813 | 7742.5 | 2197.125 | 12338 | 6615.7321 | 0.73 | 2.8 | 28 | 5 | M27
|  |  | 436 | 135 | 2929.5 | 4424 | 7353.5 | 2197.125 | 11342 | 5904.3036 | 0.31 | 3.4 | 24 | 6 | M31 | 436
|  |  | 437 | 135 | 2929.5 | 5020 | 7949.5 | 2197.125 | 12869 | 6995.0179 | 0.51 | 3.4 | 27 | 6 | M27 | 437
|  | NL | 438 | 135 | 2929.5 | 4117 | 7046.5 | 2197.125 | 10553 | 5340.7321 | 0.23 | 3.9 | 23 | 7 | M31
|  | NL | 439 | 135 | 2929.5 | 5343 | 8272.5 | 2197.125 | 13698 | 7587.1607 | 0.38 | 3.9 | 26 | 7 | M27
|  | NL | 440 | 135 | 2929.5 | 6079 | 9008.5 | 2197.125 | 15583 | 8933.5893 | 0.78 | 3.9 | 31 | 7 | M23
|  |  | 441 | 135 | 2929.5 | 3930 | 6859.5 | 2197.125 | 10075 | 4999.3036 | 0.18 | 4.4 | 23 | 8 | M31 | 441
|  |  | 442 | 135 | 2929.5 | 5143 | 8072.5 | 2197.125 | 13184 | 7220.0179 | 0.3 | 4.4 | 25 | 8 | M27 | 442
|  |  | 443 | 135 | 2929.5 | 6253 | 9182.5 | 2197.125 | 16030 | 9252.875 | 0.62 | 4.4 | 30 | 8 | M23 | 443
|  |  | 444 | 135 | 2929.5 | 7025 | 9954.5 | 2197.125 | 18008 | 10665.7321 | 0.92 | 4.4 | 29 | 8 | M20
|  |  | 445 | 135 | 2929.5 | 4640 | 7569.5 | 2197.125 | 11895 | 6299.3036 | 0.21 | 5.4 | 24 | 10 | M27
|  |  | 446 | 135 | 2929.5 | 6107 | 9036.5 | 2197.125 | 15656 | 8985.7321 | 0.41 | 5.4 | 29 | 10 | M23
|  |  | 447 | 135 | 2929.5 | 7123 | 10052.5 | 2197.125 | 18260 | 10845.7321 | 0.6 | 5.4 | 27 | 10 | M20
|  |  | 448 | 140 | 3038 | 4130 | 7168 | 2278.5 | 10588 | 5284.3571 | 0.72 | 2.3 | 28 | 4 | M31
|  | NL | 449 | 140 | 3038 | 4323 | 7361 | 2278.5 | 11083 | 5637.9286 | 0.48 | 2.8 | 27 | 5 | M31
|  | NL | 450 | 140 | 3038 | 4926 | 7964 | 2278.5 | 12629 | 6742.2143 | 0.79 | 2.8 | 29 | 5 | M27
|  |  | 451 | 140 | 3038 | 4578 | 7616 | 2278.5 | 11736 | 6104.3571 | 0.33 | 3.4 | 25 | 6 | M31 | 451
|  |  | 452 | 140 | 3038 | 5141 | 8179 | 2278.5 | 13179 | 7135.0714 | 0.55 | 3.4 | 27 | 6 | M27 | 452
|  | NL | 453 | 140 | 3038 | 4306 | 7344 | 2278.5 | 11038 | 5605.7857 | 0.25 | 3.9 | 24 | 7 | M31
|  | NL | 454 | 140 | 3038 | 5479 | 8517 | 2278.5 | 14044 | 7752.9286 | 0.41 | 3.9 | 26 | 7 | M27
|  | NL | 455 | 140 | 3038 | 6233 | 9271 | 2278.5 | 15977 | 9133.6429 | 0.84 | 3.9 | 31 | 7 | M23
|  |  | 456 | 140 | 3038 | 4073 | 7111 | 2278.5 | 10442 | 5180.0714 | 0.2 | 4.4 | 23 | 8 | M31 | 456
|  |  | 457 | 140 | 3038 | 5386 | 8424 | 2278.5 | 13808 | 7584.3571 | 0.32 | 4.4 | 25 | 8 | M27 | 457
|  |  | 458 | 140 | 3038 | 6416 | 9454 | 2278.5 | 16448 | 9470.0714 | 0.67 | 4.4 | 31 | 8 | M23 | 458
|  |  | 459 | 140 | 3038 | 7207 | 10245 | 2278.5 | 18475 | 10917.9286 | 0.98 | 4.4 | 30 | 8 | M20
|  |  | 460 | 140 | 3038 | 4837 | 7875 | 2278.5 | 12399 | 6577.9286 | 0.22 | 5.4 | 25 | 10 | M27
|  |  | 461 | 140 | 3038 | 6388 | 9426 | 2278.5 | 16375 | 9417.9286 | 0.45 | 5.4 | 30 | 10 | M23
|  |  | 462 | 140 | 3038 | 7392 | 10430 | 2278.5 | 18949 | 11256.5 | 0.64 | 5.4 | 28 | 10 | M20
|  |  | 463 | 145 | 3146.5 | 4216 | 7362.5 | 2359.875 | 10807 | 5359.4107 | 0.77 | 2.3 | 28 | 4 | M31
|  | NL | 464 | 145 | 3146.5 | 4441 | 7587.5 | 2359.875 | 11384 | 5771.5536 | 0.51 | 2.8 | 27 | 5 | M31
|  | NL | 465 | 145 | 3146.5 | 5040 | 8186.5 | 2359.875 | 12920 | 6868.6964 | 0.84 | 2.8 | 29 | 5 | M27
|  |  | 466 | 145 | 3146.5 | 4683 | 7829.5 | 2359.875 | 12004 | 6214.4107 | 0.35 | 3.4 | 25 | 6 | M31 | 466
|  |  | 467 | 145 | 3146.5 | 5263 | 8409.5 | 2359.875 | 13492 | 7277.2679 | 0.59 | 3.4 | 28 | 6 | M27 | 467
|  | NL | 468 | 145 | 3146.5 | 4503 | 7649.5 | 2359.875 | 11544 | 5885.8393 | 0.26 | 3.9 | 24 | 7 | M31
|  | NL | 469 | 145 | 3146.5 | 5612 | 8758.5 | 2359.875 | 14386 | 7915.8393 | 0.44 | 3.9 | 27 | 7 | M27
|  | NL | 470 | 145 | 3146.5 | 6382 | 9528.5 | 2359.875 | 16360 | 9325.8393 | 0.9 | 3.9 | 32 | 7 | M23
|  |  | 471 | 145 | 3146.5 | 4253 | 7399.5 | 2359.875 | 10902 | 5427.2679 | 0.21 | 4.4 | 24 | 8 | M31 | 471
|  |  | 472 | 145 | 3146.5 | 5630 | 8776.5 | 2359.875 | 14432 | 7948.6964 | 0.34 | 4.4 | 26 | 8 | M27 | 472
|  |  | 473 | 145 | 3146.5 | 6579 | 9725.5 | 2359.875 | 16865 | 9686.5536 | 0.72 | 4.4 | 31 | 8 | M23
|  |  | 474 | 145 | 3146.5 | 5049 | 8195.5 | 2359.875 | 12944 | 6885.8393 | 0.24 | 5.4 | 25 | 10 | M27
|  |  | 475 | 145 | 3146.5 | 6668 | 9814.5 | 2359.875 | 17093 | 9849.4107 | 0.48 | 5.4 | 30 | 10 | M23
|  |  | 476 | 145 | 3146.5 | 7571 | 10717.5 | 2359.875 | 19408 | 11502.9821 | 0.69 | 5.4 | 28 | 10 | M20
|  |  | 477 | 150 | 3255 | 4296 | 7551 | 2441.25 | 11013 | 5425.1786 | 0.82 | 2.3 | 29 | 4 | M31
|  | NL | 478 | 150 | 3255 | 4552 | 7807 | 2441.25 | 11669 | 5893.75 | 0.55 | 2.8 | 28 | 5 | M31
|  | NL | 479 | 150 | 3255 | 5149 | 8404 | 2441.25 | 13198 | 6985.8929 | 0.9 | 2.8 | 30 | 5 | M27
|  |  | 480 | 150 | 3255 | 4787 | 8042 | 2441.25 | 12272 | 6324.4643 | 0.38 | 3.4 | 26 | 6 | M31 | 480
|  |  | 481 | 150 | 3255 | 5385 | 8640 | 2441.25 | 13804 | 7418.75 | 0.63 | 3.4 | 28 | 6 | M27 | 481
|  | NL | 482 | 150 | 3255 | 4702 | 7957 | 2441.25 | 12055 | 6169.4643 | 0.28 | 3.9 | 25 | 7 | M31
|  | NL | 483 | 150 | 3255 | 5738 | 8993 | 2441.25 | 14708 | 8064.4643 | 0.47 | 3.9 | 27 | 7 | M27
|  | NL | 484 | 150 | 3255 | 6527 | 9782 | 2441.25 | 16733 | 9510.8929 | 0.97 | 3.9 | 32 | 7 | M23
|  |  | 485 | 150 | 3255 | 4432 | 7687 | 2441.25 | 11362 | 5674.4643 | 0.22 | 4.4 | 24 | 8 | M31 | 485
|  |  | 486 | 150 | 3255 | 5799 | 9054 | 2441.25 | 14865 | 8176.6071 | 0.36 | 4.4 | 26 | 8 | M27 | 486
|  |  | 487 | 150 | 3255 | 6738 | 9993 | 2441.25 | 17274 | 9897.3214 | 0.77 | 4.4 | 32 | 8 | M23
|  | NL | 488 | 150 | 3255 | 4305 | 7560 | 2441.25 | 11035 | 5440.8929 | 0.19 | 4.9 | 24 | 9 | M31
|  |  | 489 | 150 | 3255 | 5262 | 8517 | 2441.25 | 13490 | 7194.4643 | 0.25 | 5.4 | 26 | 10 | M27
|  |  | 490 | 150 | 3255 | 6911 | 10166 | 2441.25 | 17717 | 10213.75 | 0.51 | 5.4 | 31 | 10 | M23
|  |  | 491 | 150 | 3255 | 7750 | 11005 | 2441.25 | 19867 | 11749.4643 | 0.74 | 5.4 | 29 | 10 | M20
|  |  | 492 | 155 | 3363.5 | 4375 | 7738.5 | 2522.625 | 11215 | 5488.0893 | 0.88 | 2.3 | 29 | 4 | M31
|  | NL | 493 | 155 | 3363.5 | 4663 | 8026.5 | 2522.625 | 11955 | 6016.6607 | 0.59 | 2.8 | 28 | 5 | M31
|  | NL | 494 | 155 | 3363.5 | 5255 | 8618.5 | 2522.625 | 13471 | 7099.5179 | 0.96 | 2.8 | 30 | 5 | M27
|  |  | 495 | 155 | 3363.5 | 4891 | 8254.5 | 2522.625 | 12539 | 6433.8036 | 0.4 | 3.4 | 26 | 6 | M31 | 495
|  |  | 496 | 155 | 3363.5 | 5503 | 8866.5 | 2522.625 | 14107 | 7553.8036 | 0.67 | 3.4 | 29 | 6 | M27 | 496
|  | NL | 497 | 155 | 3363.5 | 4902 | 8265.5 | 2522.625 | 12565 | 6452.375 | 0.3 | 3.9 | 25 | 7 | M31
|  | NL | 498 | 155 | 3363.5 | 5863 | 9226.5 | 2522.625 | 15030 | 8213.0893 | 0.5 | 3.9 | 27 | 7 | M27
|  | NL | 499 | 155 | 3363.5 | 6673 | 10036.5 | 2522.625 | 17106 | 9695.9464 | 1.03 | 3.9 | 33 | 7 | M23
|  |  | 500 | 155 | 3363.5 | 4612 | 7975.5 | 2522.625 | 11822 | 5921.6607 | 0.24 | 4.4 | 24 | 8 | M31 | 500
|  |  | 501 | 155 | 3363.5 | 5936 | 9299.5 | 2522.625 | 15217 | 8346.6607 | 0.39 | 4.4 | 26 | 8 | M27 | 501
|  |  | 502 | 155 | 3363.5 | 6890 | 10253.5 | 2522.625 | 17662 | 10093.0893 | 0.82 | 4.4 | 32 | 8 | M23
|  | NL | 503 | 155 | 3363.5 | 4416 | 7779.5 | 2522.625 | 11321 | 5563.8036 | 0.2 | 4.9 | 25 | 9 | M31
|  |  | 504 | 155 | 3363.5 | 5475 | 8838.5 | 2522.625 | 14035 | 7502.375 | 0.27 | 5.4 | 26 | 10 | M27
|  |  | 505 | 155 | 3363.5 | 7067 | 10430.5 | 2522.625 | 18117 | 10418.0893 | 0.55 | 5.4 | 31 | 10 | M23
|  |  | 506 | 155 | 3363.5 | 7929 | 11292.5 | 2522.625 | 20326 | 11995.9464 | 0.79 | 5.4 | 29 | 10 | M20
|  |  | 507 | 160 | 3472 | 4455 | 7927 | 2604 | 11422 | 5554.5714 | 0.94 | 2.3 | 29 | 4 | M31
|  | NL | 508 | 160 | 3472 | 4771 | 8243 | 2604 | 12230 | 6131.7143 | 0.62 | 2.8 | 28 | 5 | M31
|  |  | 509 | 160 | 3472 | 4988 | 8460 | 2604 | 12787 | 6529.5714 | 0.43 | 3.4 | 27 | 6 | M31 | 509
|  |  | 510 | 160 | 3472 | 5621 | 9093 | 2604 | 14409 | 7688.1429 | 0.72 | 3.4 | 29 | 6 | M27
|  | NL | 511 | 160 | 3472 | 5101 | 8573 | 2604 | 13076 | 6736 | 0.32 | 3.9 | 25 | 7 | M31
|  | NL | 512 | 160 | 3472 | 5989 | 9461 | 2604 | 15352 | 8361.7143 | 0.53 | 3.9 | 28 | 7 | M27
|  |  | 513 | 160 | 3472 | 4791 | 8263 | 2604 | 12282 | 6168.8571 | 0.25 | 4.4 | 25 | 8 | M31 | 513
|  |  | 514 | 160 | 3472 | 6073 | 9545 | 2604 | 15569 | 8516.7143 | 0.41 | 4.4 | 27 | 8 | M27 | 514
|  |  | 515 | 160 | 3472 | 7041 | 10513 | 2604 | 18051 | 10289.5714 | 0.87 | 4.4 | 33 | 8 | M23
|  | NL | 516 | 160 | 3472 | 4584 | 8056 | 2604 | 11751 | 5789.5714 | 0.21 | 4.9 | 25 | 9 | M31
|  |  | 517 | 160 | 3472 | 5688 | 9160 | 2604 | 14581 | 7811 | 0.29 | 5.4 | 27 | 10 | M27
|  |  | 518 | 160 | 3472 | 7223 | 10695 | 2604 | 18517 | 10622.4286 | 0.58 | 5.4 | 31 | 10 | M23
|  |  | 519 | 160 | 3472 | 8100 | 11572 | 2604 | 20764 | 12227.4286 | 0.84 | 5.4 | 30 | 10 | M20
|  |  | 520 | 165 | 3580.5 | 4538 | 8118.5 | 2685.375 | 11633 | 5623.9107 | 1 | 2.3 | 30 | 4 | M31
|  | NL | 521 | 165 | 3580.5 | 4875 | 8455.5 | 2685.375 | 12496 | 6240.3393 | 0.66 | 2.8 | 29 | 5 | M31
|  |  | 522 | 165 | 3580.5 | 5083 | 8663.5 | 2685.375 | 13031 | 6622.4821 | 0.46 | 3.4 | 27 | 6 | M31 | 522
|  |  | 523 | 165 | 3580.5 | 5739 | 9319.5 | 2685.375 | 14711 | 7822.4821 | 0.76 | 3.4 | 30 | 6 | M27
|  | NL | 524 | 165 | 3580.5 | 5256 | 8836.5 | 2685.375 | 13474 | 6938.9107 | 0.34 | 3.9 | 26 | 7 | M31
|  | NL | 525 | 165 | 3580.5 | 6115 | 9695.5 | 2685.375 | 15675 | 8511.0536 | 0.57 | 3.9 | 28 | 7 | M27
|  |  | 526 | 165 | 3580.5 | 4979 | 8559.5 | 2685.375 | 12763 | 6431.0536 | 0.27 | 4.4 | 25 | 8 | M31 | 526
|  |  | 527 | 165 | 3580.5 | 6211 | 9791.5 | 2685.375 | 15921 | 8686.7679 | 0.44 | 4.4 | 27 | 8 | M27 | 527
|  |  | 528 | 165 | 3580.5 | 7192 | 10772.5 | 2685.375 | 18436 | 10483.1964 | 0.93 | 4.4 | 33 | 8 | M23
|  | NL | 529 | 165 | 3580.5 | 4761 | 8341.5 | 2685.375 | 12205 | 6032.4821 | 0.23 | 4.9 | 26 | 9 | M31
|  |  | 530 | 165 | 3580.5 | 4657 | 8237.5 | 2685.375 | 11937 | 5841.0536 | 0.19 | 5.4 | 25 | 10 | M31
|  |  | 531 | 165 | 3580.5 | 5909 | 9489.5 | 2685.375 | 15148 | 8134.625 | 0.3 | 5.4 | 27 | 10 | M27
|  |  | 532 | 165 | 3580.5 | 7380 | 10960.5 | 2685.375 | 18917 | 10826.7679 | 0.62 | 5.4 | 32 | 10 | M23
|  |  | 533 | 165 | 3580.5 | 8267 | 11847.5 | 2685.375 | 21193 | 12452.4821 | 0.89 | 5.4 | 30 | 10 | M20
|  | NL | 534 | 170 | 3689 | 4978 | 8667 | 2766.75 | 12762 | 6348.9643 | 0.7 | 2.8 | 29 | 5 | M31
|  |  | 535 | 170 | 3689 | 5179 | 8868 | 2766.75 | 13276 | 6716.1071 | 0.49 | 3.4 | 27 | 6 | M31 | 535
|  |  | 536 | 170 | 3689 | 5859 | 9548 | 2766.75 | 15021 | 7962.5357 | 0.81 | 3.4 | 30 | 6 | M27
|  | NL | 537 | 170 | 3689 | 5363 | 9052 | 2766.75 | 13749 | 7053.9643 | 0.36 | 3.9 | 26 | 7 | M31
|  | NL | 538 | 170 | 3689 | 6240 | 9929 | 2766.75 | 15997 | 8659.6786 | 0.6 | 3.9 | 29 | 7 | M27
|  |  | 539 | 170 | 3689 | 5174 | 8863 | 2766.75 | 13264 | 6707.5357 | 0.29 | 4.4 | 26 | 8 | M31 | 539
|  |  | 540 | 170 | 3689 | 6343 | 10032 | 2766.75 | 16261 | 8848.25 | 0.47 | 4.4 | 28 | 8 | M27 | 540
|  |  | 541 | 170 | 3689 | 7337 | 11026 | 2766.75 | 18808 | 10667.5357 | 0.99 | 4.4 | 33 | 8 | M23
|  | NL | 542 | 170 | 3689 | 4939 | 8628 | 2766.75 | 12660 | 6276.1071 | 0.24 | 4.9 | 26 | 9 | M31
|  |  | 543 | 170 | 3689 | 4771 | 8460 | 2766.75 | 12230 | 5968.9643 | 0.2 | 5.4 | 26 | 10 | M31
|  |  | 544 | 170 | 3689 | 6132 | 9821 | 2766.75 | 15720 | 8461.8214 | 0.32 | 5.4 | 27 | 10 | M27
|  |  | 545 | 170 | 3689 | 7532 | 11221 | 2766.75 | 19309 | 11025.3929 | 0.65 | 5.4 | 32 | 10 | M23
|  |  | 546 | 170 | 3689 | 8435 | 12124 | 2766.75 | 21622 | 12677.5357 | 0.95 | 5.4 | 30 | 10 | M20
|  | NL | 547 | 175 | 3797.5 | 5077 | 8874.5 | 2848.125 | 13014 | 6447.5893 | 0.75 | 2.8 | 30 | 5 | M31
|  |  | 548 | 175 | 3797.5 | 5275 | 9072.5 | 2848.125 | 13522 | 6810.4464 | 0.51 | 3.4 | 28 | 6 | M31 | 548
|  |  | 549 | 175 | 3797.5 | 5980 | 9777.5 | 2848.125 | 15330 | 8101.875 | 0.86 | 3.4 | 30 | 6 | M27
|  | NL | 550 | 175 | 3797.5 | 5470 | 9267.5 | 2848.125 | 14024 | 7169.0179 | 0.38 | 3.9 | 27 | 7 | M31
|  | NL | 551 | 175 | 3797.5 | 6366 | 10163.5 | 2848.125 | 16319 | 8808.3036 | 0.64 | 3.9 | 29 | 7 | M27
|  |  | 552 | 175 | 3797.5 | 5369 | 9166.5 | 2848.125 | 13764 | 6983.3036 | 0.3 | 4.4 | 26 | 8 | M31 | 552
|  |  | 553 | 175 | 3797.5 | 6475 | 10272.5 | 2848.125 | 16599 | 9008.3036 | 0.49 | 4.4 | 28 | 8 | M27 | 553
|  |  | 554 | 175 | 3797.5 | 7482 | 11279.5 | 2848.125 | 19180 | 10851.875 | 1.04 | 4.4 | 34 | 8 | M23
|  | NL | 555 | 175 | 3797.5 | 5116 | 8913.5 | 2848.125 | 13115 | 6519.7321 | 0.26 | 4.9 | 26 | 9 | M31
|  |  | 556 | 175 | 3797.5 | 4894 | 8691.5 | 2848.125 | 12545 | 6112.5893 | 0.21 | 5.4 | 26 | 10 | M31
|  |  | 557 | 175 | 3797.5 | 6356 | 10153.5 | 2848.125 | 16292 | 8789.0179 | 0.34 | 5.4 | 28 | 10 | M27
|  |  | 558 | 175 | 3797.5 | 7678 | 11475.5 | 2848.125 | 19683 | 11211.1607 | 0.69 | 5.4 | 33 | 10 | M23
|  |  | 559 | 175 | 3797.5 | 8602 | 12399.5 | 2848.125 | 22051 | 12902.5893 | 1 | 5.4 | 31 | 10 | M20
|  | NL | 560 | 180 | 3906 | 5170 | 9076 | 2929.5 | 13252 | 6536.2143 | 0.79 | 2.8 | 30 | 5 | M31
|  |  | 561 | 180 | 3906 | 5374 | 9280 | 2929.5 | 13777 | 6911.2143 | 0.54 | 3.4 | 28 | 6 | M31 | 561
|  |  | 562 | 180 | 3906 | 6099 | 10005 | 2929.5 | 15636 | 8239.0714 | 0.91 | 3.4 | 31 | 6 | M27
|  | NL | 563 | 180 | 3906 | 5578 | 9484 | 2929.5 | 14298 | 7283.3571 | 0.41 | 3.9 | 27 | 7 | M31
|  | NL | 564 | 180 | 3906 | 6489 | 10395 | 2929.5 | 16634 | 8951.9286 | 0.67 | 3.9 | 29 | 7 | M27
|  |  | 565 | 180 | 3906 | 5565 | 9471 | 2929.5 | 14265 | 7259.7857 | 0.32 | 4.4 | 26 | 8 | M31 | 565
|  |  | 566 | 180 | 3906 | 6606 | 10512 | 2929.5 | 16936 | 9167.6429 | 0.52 | 4.4 | 28 | 8 | M27 | 566
|  | NL | 567 | 180 | 3906 | 5293 | 9199 | 2929.5 | 13570 | 6763.3571 | 0.27 | 4.9 | 27 | 9 | M31
|  |  | 568 | 180 | 3906 | 5067 | 8973 | 2929.5 | 12989 | 6348.3571 | 0.23 | 5.4 | 26 | 10 | M31
|  |  | 569 | 180 | 3906 | 6579 | 10485 | 2929.5 | 16865 | 9116.9286 | 0.36 | 5.4 | 28 | 10 | M27
|  |  | 570 | 180 | 3906 | 7824 | 11730 | 2929.5 | 20057 | 11396.9286 | 0.73 | 5.4 | 33 | 10 | M23
|  | NL | 571 | 185 | 4014.5 | 5262 | 9276.5 | 3010.875 | 13490 | 6624.8393 | 0.83 | 2.8 | 30 | 5 | M31
|  |  | 572 | 185 | 4014.5 | 5473 | 9487.5 | 3010.875 | 14031 | 7011.2679 | 0.57 | 3.4 | 28 | 6 | M31 | 572
|  |  | 573 | 185 | 4014.5 | 6213 | 10227.5 | 3010.875 | 15927 | 8365.5536 | 0.96 | 3.4 | 31 | 6 | M27
|  | NL | 574 | 185 | 4014.5 | 5684 | 9698.5 | 3010.875 | 14571 | 7396.9821 | 0.43 | 3.9 | 27 | 7 | M31
|  | NL | 575 | 185 | 4014.5 | 6608 | 10622.5 | 3010.875 | 16939 | 9088.4107 | 0.71 | 3.9 | 30 | 7 | M27
|  |  | 576 | 185 | 4014.5 | 5760 | 9774.5 | 3010.875 | 14766 | 7536.2679 | 0.34 | 4.4 | 27 | 8 | M31 | 576
|  |  | 577 | 185 | 4014.5 | 6738 | 10752.5 | 3010.875 | 17273 | 9326.9821 | 0.55 | 4.4 | 29 | 8 | M27 | 577
|  | NL | 578 | 185 | 4014.5 | 5472 | 9486.5 | 3010.875 | 14029 | 7009.8393 | 0.28 | 4.9 | 27 | 9 | M31
|  |  | 579 | 185 | 4014.5 | 5240 | 9254.5 | 3010.875 | 13433 | 6584.125 | 0.24 | 5.4 | 27 | 10 | M31
|  |  | 580 | 185 | 4014.5 | 6802 | 10816.5 | 3010.875 | 17437 | 9444.125 | 0.38 | 5.4 | 28 | 10 | M27
|  |  | 581 | 185 | 4014.5 | 7970 | 11984.5 | 3010.875 | 20431 | 11582.6964 | 0.77 | 5.4 | 33 | 10 | M23
|  |  | 582 | 190 | 4123 | 5352 | 9475 | 3092.25 | 13721 | 6708.4643 | 0.88 | 2.8 | 31 | 5 | M31
|  |  | 583 | 190 | 4123 | 5573 | 9696 | 3092.25 | 14286 | 7112.0357 | 0.61 | 3.4 | 29 | 6 | M31 | 583
|  |  | 584 | 190 | 4123 | 6327 | 10450 | 3092.25 | 16218 | 8492.0357 | 1.01 | 3.4 | 31 | 6 | M27
|  |  | 585 | 190 | 4123 | 5783 | 9906 | 3092.25 | 14826 | 7497.75 | 0.45 | 3.9 | 28 | 7 | M31 | 585
|  |  | 586 | 190 | 4123 | 6727 | 10850 | 3092.25 | 17244 | 9224.8929 | 0.75 | 3.9 | 30 | 7 | M27
|  |  | 587 | 190 | 4123 | 5913 | 10036 | 3092.25 | 15157 | 7734.1786 | 0.36 | 4.4 | 27 | 8 | M31 | 587
|  |  | 588 | 190 | 4123 | 6861 | 10984 | 3092.25 | 17589 | 9471.3214 | 0.58 | 4.4 | 29 | 8 | M27 | 588
|  |  | 589 | 190 | 4123 | 5659 | 9782 | 3092.25 | 14508 | 7270.6071 | 0.3 | 4.9 | 27 | 9 | M31
|  |  | 590 | 190 | 4123 | 5413 | 9536 | 3092.25 | 13877 | 6819.8929 | 0.25 | 5.4 | 27 | 10 | M31
|  |  | 591 | 190 | 4123 | 6939 | 11062 | 3092.25 | 17787 | 9612.75 | 0.4 | 5.4 | 29 | 10 | M27
|  |  | 592 | 190 | 4123 | 8112 | 12235 | 3092.25 | 20794 | 11760.6071 | 0.82 | 5.4 | 34 | 10 | M23
|  |  | 593 | 195 | 4231.5 | 5439 | 9670.5 | 3173.625 | 13944 | 6786.375 | 0.93 | 2.8 | 31 | 5 | M31
|  |  | 594 | 195 | 4231.5 | 5670 | 9901.5 | 3173.625 | 14536 | 7209.2321 | 0.64 | 3.4 | 29 | 6 | M31 | 594
|  |  | 595 | 195 | 4231.5 | 5883 | 10114.5 | 3173.625 | 15081 | 7598.5179 | 0.47 | 3.9 | 28 | 7 | M31 | 595
|  |  | 596 | 195 | 4231.5 | 6845 | 11076.5 | 3173.625 | 17548 | 9360.6607 | 0.79 | 3.9 | 30 | 7 | M27
|  |  | 597 | 195 | 4231.5 | 6023 | 10254.5 | 3173.625 | 15440 | 7854.9464 | 0.37 | 4.4 | 27 | 8 | M31 | 597
|  |  | 598 | 195 | 4231.5 | 6984 | 11215.5 | 3173.625 | 17903 | 9614.2321 | 0.61 | 4.4 | 29 | 8 | M27 | 598
|  |  | 599 | 195 | 4231.5 | 5846 | 10077.5 | 3173.625 | 14987 | 7531.375 | 0.32 | 4.9 | 28 | 9 | M31
|  |  | 600 | 195 | 4231.5 | 5587 | 9818.5 | 3173.625 | 14322 | 7056.375 | 0.26 | 5.4 | 27 | 10 | M31
|  |  | 601 | 195 | 4231.5 | 7063 | 11294.5 | 3173.625 | 18106 | 9759.2321 | 0.42 | 5.4 | 29 | 10 | M27
|  |  | 602 | 195 | 4231.5 | 8247 | 12478.5 | 3173.625 | 21141 | 11927.0893 | 0.86 | 5.4 | 34 | 10 | M23
|  |  | 603 | 200 | 4340 | 5526 | 9866 | 3255 | 14167 | 6864.2857 | 0.97 | 2.8 | 31 | 5 | M31
|  |  | 604 | 200 | 4340 | 5766 | 10106 | 3255 | 14781 | 7302.8571 | 0.67 | 3.4 | 29 | 6 | M31 | 604
|  |  | 605 | 200 | 4340 | 5983 | 10323 | 3255 | 15337 | 7700 | 0.5 | 3.9 | 28 | 7 | M31 | 605
|  |  | 606 | 200 | 4340 | 6956 | 11296 | 3255 | 17832 | 9482.1429 | 0.83 | 3.9 | 31 | 7 | M27
|  |  | 607 | 200 | 4340 | 6133 | 10473 | 3255 | 15722 | 7975 | 0.39 | 4.4 | 28 | 8 | M31 | 607
|  |  | 608 | 200 | 4340 | 7106 | 11446 | 3255 | 18216 | 9756.4286 | 0.64 | 4.4 | 30 | 8 | M27 | 608
|  |  | 609 | 200 | 4340 | 6033 | 10373 | 3255 | 15466 | 7792.1429 | 0.33 | 4.9 | 28 | 9 | M31
|  |  | 610 | 200 | 4340 | 5760 | 10100 | 3255 | 14766 | 7292.1429 | 0.28 | 5.4 | 28 | 10 | M31
|  |  | 611 | 200 | 4340 | 7187 | 11527 | 3255 | 18424 | 9905 | 0.44 | 5.4 | 29 | 10 | M27
|  |  | 612 | 200 | 4340 | 8382 | 12722 | 3255 | 21488 | 12093.5714 | 0.9 | 5.4 | 34 | 10 | M23
|  |  | 613 | 205 | 4448.5 | 5862 | 10310.5 | 3336.375 | 15027 | 7397.1964 | 0.7 | 3.4 | 30 | 6 | M31 | 613
|  |  | 614 | 205 | 4448.5 | 6082 | 10530.5 | 3336.375 | 15592 | 7800.7679 | 0.52 | 3.9 | 29 | 7 | M31 | 614
|  |  | 615 | 205 | 4448.5 | 7067 | 11515.5 | 3336.375 | 18115 | 9602.9107 | 0.87 | 3.9 | 31 | 7 | M27
|  |  | 616 | 205 | 4448.5 | 6243 | 10691.5 | 3336.375 | 16005 | 8095.7679 | 0.41 | 4.4 | 28 | 8 | M31 | 616
|  |  | 617 | 205 | 4448.5 | 7228 | 11676.5 | 3336.375 | 18530 | 9899.3393 | 0.68 | 4.4 | 30 | 8 | M27 | 617
|  |  | 618 | 205 | 4448.5 | 6220 | 10668.5 | 3336.375 | 15946 | 8053.625 | 0.35 | 4.9 | 28 | 9 | M31
|  |  | 619 | 205 | 4448.5 | 5933 | 10381.5 | 3336.375 | 15210 | 7527.9107 | 0.29 | 5.4 | 28 | 10 | M31
|  |  | 620 | 205 | 4448.5 | 7311 | 11759.5 | 3336.375 | 18743 | 10051.4821 | 0.47 | 5.4 | 30 | 10 | M27
|  |  | 621 | 205 | 4448.5 | 8518 | 12966.5 | 3336.375 | 21835 | 12260.0536 | 0.95 | 5.4 | 35 | 10 | M23
|  |  | 622 | 210 | 4557 | 5958 | 10515 | 3417.75 | 15273 | 7491.5357 | 0.74 | 3.4 | 30 | 6 | M31
|  |  | 623 | 210 | 4557 | 6182 | 10739 | 3417.75 | 15848 | 7902.25 | 0.55 | 3.9 | 29 | 7 | M31 | 623
|  |  | 624 | 210 | 4557 | 7177 | 11734 | 3417.75 | 18399 | 9724.3929 | 0.91 | 3.9 | 31 | 7 | M27
|  |  | 625 | 210 | 4557 | 6354 | 10911 | 3417.75 | 16288 | 8216.5357 | 0.43 | 4.4 | 28 | 8 | M31 | 625
|  |  | 626 | 210 | 4557 | 7346 | 11903 | 3417.75 | 18831 | 10032.9643 | 0.71 | 4.4 | 30 | 8 | M27 | 626
|  |  | 627 | 210 | 4557 | 6407 | 10964 | 3417.75 | 16425 | 8314.3929 | 0.37 | 4.9 | 29 | 9 | M31
|  |  | 628 | 210 | 4557 | 6113 | 10670 | 3417.75 | 15671 | 7775.8214 | 0.3 | 5.4 | 28 | 10 | M31
|  |  | 629 | 210 | 4557 | 7436 | 11993 | 3417.75 | 19061 | 10197.25 | 0.49 | 5.4 | 30 | 10 | M27
|  |  | 630 | 210 | 4557 | 8650 | 13207 | 3417.75 | 22174 | 12420.8214 | 1 | 5.4 | 35 | 10 | M23
|  |  | 631 | 215 | 4665.5 | 6056 | 10721.5 | 3499.125 | 15524 | 7589.4464 | 0.77 | 3.4 | 31 | 6 | M31
|  |  | 632 | 215 | 4665.5 | 6282 | 10947.5 | 3499.125 | 16103 | 8003.0179 | 0.58 | 3.9 | 29 | 7 | M31 | 632
|  |  | 633 | 215 | 4665.5 | 7282 | 11947.5 | 3499.125 | 18667 | 9834.4464 | 0.96 | 3.9 | 32 | 7 | M27
|  |  | 634 | 215 | 4665.5 | 6462 | 11127.5 | 3499.125 | 16564 | 8332.3036 | 0.45 | 4.4 | 29 | 8 | M31 | 634
|  |  | 635 | 215 | 4665.5 | 7463 | 12128.5 | 3499.125 | 19131 | 10165.875 | 0.74 | 4.4 | 31 | 8 | M27
|  |  | 636 | 215 | 4665.5 | 6552 | 11217.5 | 3499.125 | 16797 | 8498.7321 | 0.38 | 4.9 | 29 | 9 | M31
|  |  | 637 | 215 | 4665.5 | 6295 | 10960.5 | 3499.125 | 16137 | 8027.3036 | 0.32 | 5.4 | 29 | 10 | M31
|  |  | 638 | 215 | 4665.5 | 7553 | 12218.5 | 3499.125 | 19361 | 10330.1607 | 0.51 | 5.4 | 30 | 10 | M27
|  |  | 639 | 215 | 4665.5 | 8779 | 13444.5 | 3499.125 | 22504 | 12575.1607 | 1.04 | 5.4 | 35 | 10 | M23
|  |  | 640 | 220 | 4774 | 6154 | 10928 | 3580.5 | 15776 | 7688.0714 | 0.81 | 3.4 | 31 | 6 | M31
|  |  | 641 | 220 | 4774 | 6382 | 11156 | 3580.5 | 16359 | 8104.5 | 0.6 | 3.9 | 30 | 7 | M31 | 641
|  |  | 642 | 220 | 4774 | 7384 | 12158 | 3580.5 | 18928 | 9939.5 | 1 | 3.9 | 32 | 7 | M27
|  |  | 643 | 220 | 4774 | 6567 | 11341 | 3580.5 | 16835 | 8444.5 | 0.47 | 4.4 | 29 | 8 | M31 | 643
|  |  | 644 | 220 | 4774 | 7580 | 12354 | 3580.5 | 19431 | 10298.7857 | 0.78 | 4.4 | 31 | 8 | M27
|  |  | 645 | 220 | 4774 | 6659 | 11433 | 3580.5 | 17070 | 8612.3571 | 0.4 | 4.9 | 30 | 9 | M31
|  |  | 646 | 220 | 4774 | 6477 | 11251 | 3580.5 | 16603 | 8278.7857 | 0.33 | 5.4 | 29 | 10 | M31
|  |  | 647 | 220 | 4774 | 7669 | 12443 | 3580.5 | 19658 | 10460.9286 | 0.54 | 5.4 | 31 | 10 | M27
|  |  | 648 | 225 | 4882.5 | 6252 | 11134.5 | 3661.875 | 16028 | 7786.6964 | 0.85 | 3.4 | 32 | 6 | M31
|  |  | 649 | 225 | 4882.5 | 6481 | 11363.5 | 3661.875 | 16615 | 8205.9821 | 0.63 | 3.9 | 30 | 7 | M31 | 649
|  |  | 650 | 225 | 4882.5 | 6673 | 11555.5 | 3661.875 | 17105 | 8555.9821 | 0.5 | 4.4 | 30 | 8 | M31 | 650
|  |  | 651 | 225 | 4882.5 | 7695 | 12577.5 | 3661.875 | 19727 | 10428.8393 | 0.81 | 4.4 | 31 | 8 | M27
|  |  | 652 | 225 | 4882.5 | 6765 | 11647.5 | 3661.875 | 17343 | 8725.9821 | 0.42 | 4.9 | 30 | 9 | M31
|  |  | 653 | 225 | 4882.5 | 6658 | 11540.5 | 3661.875 | 17069 | 8530.2679 | 0.35 | 5.4 | 30 | 10 | M31
|  |  | 654 | 225 | 4882.5 | 7785 | 12667.5 | 3661.875 | 19956 | 10592.4107 | 0.56 | 5.4 | 31 | 10 | M27
|  |  | 655 | 230 | 4991 | 6350 | 11341 | 3743.25 | 16277 | 7883.1786 | 0.89 | 3.4 | 32 | 6 | M31
|  |  | 656 | 230 | 4991 | 6578 | 11569 | 3743.25 | 16864 | 8302.4643 | 0.66 | 3.9 | 31 | 7 | M31 | 656
|  |  | 657 | 230 | 4991 | 6778 | 11769 | 3743.25 | 17376 | 8668.1786 | 0.52 | 4.4 | 30 | 8 | M31 | 657
|  |  | 658 | 230 | 4991 | 7787 | 12778 | 3743.25 | 19963 | 10516.0357 | 0.85 | 4.4 | 32 | 8 | M27
|  |  | 659 | 230 | 4991 | 6872 | 11863 | 3743.25 | 17616 | 8839.6071 | 0.44 | 4.9 | 31 | 9 | M31
|  |  | 660 | 230 | 4991 | 6840 | 11831 | 3743.25 | 17534 | 8781.0357 | 0.36 | 5.4 | 30 | 10 | M31
|  |  | 661 | 230 | 4991 | 7901 | 12892 | 3743.25 | 20254 | 10723.8929 | 0.59 | 5.4 | 31 | 10 | M27
|  |  | 662 | 235 | 5099.5 | 6442 | 11541.5 | 3824.625 | 16514 | 7971.0893 | 0.92 | 3.4 | 33 | 6 | M31
|  |  | 663 | 235 | 5099.5 | 6673 | 11772.5 | 3824.625 | 17105 | 8393.2321 | 0.69 | 3.9 | 31 | 7 | M31 | 663
|  |  | 664 | 235 | 5099.5 | 6884 | 11983.5 | 3824.625 | 17647 | 8780.375 | 0.54 | 4.4 | 31 | 8 | M31 | 664
|  |  | 665 | 235 | 5099.5 | 7879 | 12978.5 | 3824.625 | 20198 | 10602.5179 | 0.89 | 4.4 | 32 | 8 | M27
|  |  | 666 | 235 | 5099.5 | 6978 | 12077.5 | 3824.625 | 17889 | 8953.2321 | 0.46 | 4.9 | 31 | 9 | M31
|  |  | 667 | 235 | 5099.5 | 7022 | 12121.5 | 3824.625 | 18000 | 9032.5179 | 0.38 | 5.4 | 31 | 10 | M31
|  |  | 668 | 235 | 5099.5 | 8017 | 13116.5 | 3824.625 | 20552 | 10855.375 | 0.61 | 5.4 | 32 | 10 | M27
|  |  | 669 | 240 | 5208 | 6535 | 11743 | 3906 | 16752 | 8059.7143 | 0.96 | 3.4 | 33 | 6 | M31
|  |  | 670 | 240 | 5208 | 6767 | 11975 | 3906 | 17347 | 8484.7143 | 0.72 | 3.9 | 32 | 7 | M31
|  |  | 671 | 240 | 5208 | 6986 | 12194 | 3906 | 17908 | 8885.4286 | 0.56 | 4.4 | 31 | 8 | M31 | 671
|  |  | 672 | 240 | 5208 | 7971 | 13179 | 3906 | 20434 | 10689.7143 | 0.92 | 4.4 | 32 | 8 | M27
|  |  | 673 | 240 | 5208 | 7085 | 12293 | 3906 | 18162 | 9066.8571 | 0.48 | 4.9 | 32 | 9 | M31
|  |  | 674 | 240 | 5208 | 7165 | 12373 | 3906 | 18367 | 9213.2857 | 0.4 | 5.4 | 31 | 10 | M31
|  |  | 675 | 240 | 5208 | 8125 | 13333 | 3906 | 20828 | 10971.1429 | 0.64 | 5.4 | 32 | 10 | M27
|  |  | 676 | 245 | 5316.5 | 6627 | 11943.5 | 3987.375 | 16989 | 8147.625 | 1 | 3.4 | 33 | 6 | M31
|  |  | 677 | 245 | 5316.5 | 6861 | 12177.5 | 3987.375 | 17589 | 8576.1964 | 0.75 | 3.9 | 32 | 7 | M31
|  |  | 678 | 245 | 5316.5 | 7084 | 12400.5 | 3987.375 | 18159 | 8983.3393 | 0.59 | 4.4 | 32 | 8 | M31 | 678
|  |  | 679 | 245 | 5316.5 | 8062 | 13378.5 | 3987.375 | 20667 | 10774.7679 | 0.96 | 4.4 | 32 | 8 | M27
|  |  | 680 | 245 | 5316.5 | 7186 | 12502.5 | 3987.375 | 18420 | 9169.7679 | 0.5 | 4.9 | 32 | 9 | M31
|  |  | 681 | 245 | 5316.5 | 7266 | 12582.5 | 3987.375 | 18626 | 9316.9107 | 0.41 | 5.4 | 32 | 10 | M31
|  |  | 682 | 245 | 5316.5 | 8233 | 13549.5 | 3987.375 | 21104 | 11086.9107 | 0.66 | 5.4 | 32 | 10 | M27
|  |  | 683 | 250 | 5425 | 6955 | 12380 | 4068.75 | 17828 | 8665.5357 | 0.78 | 3.9 | 33 | 7 | M31
|  |  | 684 | 250 | 5425 | 7182 | 12607 | 4068.75 | 18411 | 9081.9643 | 0.61 | 4.4 | 32 | 8 | M31 | 684
|  |  | 685 | 250 | 5425 | 8147 | 13572 | 4068.75 | 20886 | 10849.8214 | 1 | 4.4 | 33 | 8 | M27
|  |  | 686 | 250 | 5425 | 7285 | 12710 | 4068.75 | 18676 | 9271.25 | 0.52 | 4.9 | 33 | 9 | M31
|  |  | 687 | 250 | 5425 | 7367 | 12792 | 4068.75 | 18886 | 9421.25 | 0.43 | 5.4 | 32 | 10 | M31
|  |  | 688 | 250 | 5425 | 8340 | 13765 | 4068.75 | 21380 | 11202.6786 | 0.69 | 5.4 | 33 | 10 | M27
|  |  | 689 | 255 | 5533.5 | 7042 | 12575.5 | 4150.125 | 18053 | 8744.875 | 0.81 | 3.9 | 34 | 7 | M31
|  |  | 690 | 255 | 5533.5 | 7280 | 12813.5 | 4150.125 | 18663 | 9180.5893 | 0.64 | 4.4 | 33 | 8 | M31 | 690
|  |  | 691 | 255 | 5533.5 | 8233 | 13766.5 | 4150.125 | 21104 | 10924.1607 | 1.04 | 4.4 | 34 | 8 | M27
|  |  | 692 | 255 | 5533.5 | 7385 | 12918.5 | 4150.125 | 18932 | 9372.7321 | 0.54 | 4.9 | 34 | 9 | M31
|  |  | 693 | 255 | 5533.5 | 7468 | 13001.5 | 4150.125 | 19145 | 9524.875 | 0.45 | 5.4 | 33 | 10 | M31
|  |  | 694 | 255 | 5533.5 | 8448 | 13981.5 | 4150.125 | 21656 | 11318.4464 | 0.72 | 5.4 | 33 | 10 | M27
|  |  | 695 | 260 | 5642 | 7130 | 12772 | 4231.5 | 18278 | 8824.2143 | 0.84 | 3.9 | 35 | 7 | M31
|  |  | 696 | 260 | 5642 | 7378 | 13020 | 4231.5 | 18914 | 9278.5 | 0.66 | 4.4 | 34 | 8 | M31 | 696
|  |  | 697 | 260 | 5642 | 7485 | 13127 | 4231.5 | 19187 | 9473.5 | 0.56 | 4.9 | 34 | 9 | M31
|  |  | 698 | 260 | 5642 | 7569 | 13211 | 4231.5 | 19404 | 9628.5 | 0.46 | 5.4 | 34 | 10 | M31
|  |  | 699 | 260 | 5642 | 8556 | 14198 | 4231.5 | 21932 | 11434.2143 | 0.75 | 5.4 | 34 | 10 | M27
|  |  | 700 | 265 | 5750.5 | 7218 | 12968.5 | 4312.875 | 18503 | 8903.5536 | 0.87 | 3.9 | 35 | 7 | M31
|  |  | 701 | 265 | 5750.5 | 7475 | 13225.5 | 4312.875 | 19161 | 9373.5536 | 0.69 | 4.4 | 35 | 8 | M31 | 701
|  |  | 702 | 265 | 5750.5 | 7585 | 13335.5 | 4312.875 | 19443 | 9574.9821 | 0.58 | 4.9 | 35 | 9 | M31
|  |  | 703 | 265 | 5750.5 | 7671 | 13421.5 | 4312.875 | 19663 | 9732.125 | 0.48 | 5.4 | 35 | 10 | M31
|  |  | 704 | 265 | 5750.5 | 8658 | 14408.5 | 4312.875 | 22194 | 11539.9821 | 0.78 | 5.4 | 34 | 10 | M27
|  |  | 705 | 270 | 5859 | 7306 | 13165 | 4394.25 | 18728 | 8982.8929 | 0.91 | 3.9 | 36 | 7 | M31
|  |  | 706 | 270 | 5859 | 7569 | 13428 | 4394.25 | 19402 | 9464.3214 | 0.71 | 4.4 | 35 | 8 | M31 | 706
|  |  | 707 | 270 | 5859 | 7683 | 13542 | 4394.25 | 19696 | 9674.3214 | 0.6 | 4.9 | 36 | 9 | M31
|  |  | 708 | 270 | 5859 | 7771 | 13630 | 4394.25 | 19920 | 9834.3214 | 0.5 | 5.4 | 35 | 10 | M31
|  |  | 709 | 270 | 5859 | 8760 | 14619 | 4394.25 | 22457 | 11646.4643 | 0.81 | 5.4 | 35 | 10 | M27
|  |  | 710 | 275 | 5967.5 | 7388 | 13355.5 | 4475.625 | 18938 | 9051.5179 | 0.94 | 3.9 | 37 | 7 | M31
|  |  | 711 | 275 | 5967.5 | 7663 | 13630.5 | 4475.625 | 19643 | 9555.0893 | 0.74 | 4.4 | 36 | 8 | M31
|  |  | 712 | 275 | 5967.5 | 7777 | 13744.5 | 4475.625 | 19936 | 9764.375 | 0.62 | 4.9 | 37 | 9 | M31
|  |  | 713 | 275 | 5967.5 | 7865 | 13832.5 | 4475.625 | 20163 | 9926.5179 | 0.52 | 5.4 | 36 | 10 | M31
|  |  | 714 | 275 | 5967.5 | 8863 | 14830.5 | 4475.625 | 22719 | 11752.2321 | 0.84 | 5.4 | 35 | 10 | M27
|  |  | 715 | 280 | 6076 | 7468 | 13544 | 4557 | 19145 | 9118 | 0.97 | 3.9 | 38 | 7 | M31
|  |  | 716 | 280 | 6076 | 7757 | 13833 | 4557 | 19884 | 9645.8571 | 0.77 | 4.4 | 37 | 8 | M31
|  |  | 717 | 280 | 6076 | 7871 | 13947 | 4557 | 20177 | 9855.1429 | 0.65 | 4.9 | 37 | 9 | M31
|  |  | 718 | 280 | 6076 | 7960 | 14036 | 4557 | 20405 | 10018 | 0.54 | 5.4 | 37 | 10 | M31
|  |  | 719 | 280 | 6076 | 8965 | 15041 | 4557 | 22982 | 11858.7143 | 0.87 | 5.4 | 36 | 10 | M27
|  |  | 720 | 285 | 6184.5 | 7549 | 13733.5 | 4638.375 | 19351 | 9183.7679 | 1.01 | 3.9 | 38 | 7 | M31
|  |  | 721 | 285 | 6184.5 | 7851 | 14035.5 | 4638.375 | 20125 | 9736.625 | 0.79 | 4.4 | 38 | 8 | M31
|  |  | 722 | 285 | 6184.5 | 7965 | 14149.5 | 4638.375 | 20418 | 9945.9107 | 0.67 | 4.9 | 38 | 9 | M31
|  |  | 723 | 285 | 6184.5 | 8054 | 14238.5 | 4638.375 | 20647 | 10109.4821 | 0.56 | 5.4 | 38 | 10 | M31
|  |  | 724 | 285 | 6184.5 | 9066 | 15250.5 | 4638.375 | 23240 | 11961.625 | 0.9 | 5.4 | 36 | 10 | M27
|  |  | 725 | 290 | 6293 | 7935 | 14228 | 4719.75 | 20340 | 9808.8214 | 0.82 | 4.4 | 38 | 8 | M31
|  |  | 726 | 290 | 6293 | 8059 | 14352 | 4719.75 | 20659 | 10036.6786 | 0.69 | 4.9 | 39 | 9 | M31
|  |  | 727 | 290 | 6293 | 8149 | 14442 | 4719.75 | 20890 | 10201.6786 | 0.58 | 5.4 | 38 | 10 | M31
|  |  | 728 | 290 | 6293 | 9147 | 15440 | 4719.75 | 23447 | 12028.1071 | 0.93 | 5.4 | 37 | 10 | M27
|  |  | 729 | 295 | 6401.5 | 8009 | 14410.5 | 4801.125 | 20530 | 9863.1607 | 0.85 | 4.4 | 39 | 8 | M31
|  |  | 730 | 295 | 6401.5 | 8153 | 14554.5 | 4801.125 | 20900 | 10127.4464 | 0.72 | 4.9 | 39 | 9 | M31
|  |  | 731 | 295 | 6401.5 | 8243 | 14644.5 | 4801.125 | 21132 | 10293.1607 | 0.6 | 5.4 | 39 | 10 | M31
|  |  | 732 | 295 | 6401.5 | 9227 | 15628.5 | 4801.125 | 23654 | 12094.5893 | 0.96 | 5.4 | 37 | 10 | M27
|  |  | 733 | 300 | 6510 | 8082 | 14592 | 4882.5 | 20719 | 9916.7857 | 0.88 | 4.4 | 40 | 8 | M31
|  |  | 734 | 300 | 6510 | 8243 | 14753 | 4882.5 | 21132 | 10211.7857 | 0.74 | 4.9 | 40 | 9 | M31
|  |  | 735 | 300 | 6510 | 8338 | 14848 | 4882.5 | 21374 | 10384.6429 | 0.62 | 5.4 | 40 | 10 | M31
|  |  | 736 | 300 | 6510 | 9308 | 15818 | 4882.5 | 23861 | 12161.0714 | 0.99 | 5.4 | 38 | 10 | M27
|  |  | 737 | 305 | 6618.5 | 8156 | 14774.5 | 4963.875 | 20908 | 9970.4107 | 0.91 | 4.4 | 40 | 8 | M31
|  |  | 738 | 305 | 6618.5 | 8331 | 14949.5 | 4963.875 | 21357 | 10291.125 | 0.77 | 4.9 | 41 | 9 | M31
|  |  | 739 | 305 | 6618.5 | 8427 | 15045.5 | 4963.875 | 21602 | 10466.125 | 0.64 | 5.4 | 40 | 10 | M31
|  |  | 740 | 305 | 6618.5 | 9389 | 16007.5 | 4963.875 | 24068 | 12227.5536 | 1.03 | 5.4 | 38 | 10 | M27
|  |  | 741 | 310 | 6727 | 8230 | 14957 | 5045.25 | 21098 | 10024.75 | 0.94 | 4.4 | 41 | 8 | M31
|  |  | 742 | 310 | 6727 | 8419 | 15146 | 5045.25 | 21582 | 10370.4643 | 0.79 | 4.9 | 41 | 9 | M31
|  |  | 743 | 310 | 6727 | 8515 | 15242 | 5045.25 | 21827 | 10545.4643 | 0.66 | 5.4 | 41 | 10 | M31
|  |  | 744 | 315 | 6835.5 | 8301 | 15136.5 | 5126.625 | 21280 | 10073.375 | 0.97 | 4.4 | 42 | 8 | M31
|  |  | 745 | 315 | 6835.5 | 8507 | 15342.5 | 5126.625 | 21807 | 10449.8036 | 0.82 | 4.9 | 42 | 9 | M31
|  |  | 746 | 315 | 6835.5 | 8602 | 15437.5 | 5126.625 | 22052 | 10624.8036 | 0.68 | 5.4 | 42 | 10 | M31
|  |  | 747 | 320 | 6944 | 8370 | 15314 | 5208 | 21455 | 10117 | 1 | 4.4 | 42 | 8 | M31
|  |  | 748 | 320 | 6944 | 8594 | 15538 | 5208 | 22031 | 10528.4286 | 0.84 | 4.9 | 43 | 9 | M31
|  |  | 749 | 320 | 6944 | 8690 | 15634 | 5208 | 22277 | 10704.1429 | 0.7 | 5.4 | 42 | 10 | M31
|  |  | 750 | 325 | 7052.5 | 8438 | 15490.5 | 5289.375 | 21630 | 10160.625 | 1.03 | 4.4 | 43 | 8 | M31
|  |  | 751 | 325 | 7052.5 | 8682 | 15734.5 | 5289.375 | 22256 | 10607.7679 | 0.87 | 4.9 | 43 | 9 | M31
|  |  | 752 | 325 | 7052.5 | 8778 | 15830.5 | 5289.375 | 22501 | 10782.7679 | 0.72 | 5.4 | 43 | 10 | M31
|  |  | 753 | 330 | 7161 | 8754 | 15915 | 5370.75 | 22441 | 10658.5357 | 0.9 | 4.9 | 44 | 9 | M31
|  |  | 754 | 330 | 7161 | 8865 | 16026 | 5370.75 | 22726 | 10862.1071 | 0.74 | 5.4 | 44 | 10 | M31
|  |  | 755 | 335 | 7269.5 | 8824 | 16093.5 | 5452.125 | 22619 | 10704.3036 | 0.92 | 4.9 | 45 | 9 | M31
|  |  | 756 | 335 | 7269.5 | 8951 | 16220.5 | 5452.125 | 22946 | 10937.875 | 0.77 | 5.4 | 44 | 10 | M31
|  |  | 757 | 340 | 7378 | 8893 | 16271 | 5533.5 | 22798 | 10750.7857 | 0.95 | 4.9 | 45 | 9 | M31
|  |  | 758 | 340 | 7378 | 9034 | 16412 | 5533.5 | 23159 | 11008.6429 | 0.79 | 5.4 | 45 | 10 | M31
|  |  | 759 | 345 | 7486.5 | 8963 | 16449.5 | 5614.875 | 22976 | 10796.5536 | 0.98 | 4.9 | 46 | 9 | M31
|  |  | 760 | 345 | 7486.5 | 9118 | 16604.5 | 5614.875 | 23373 | 11080.125 | 0.81 | 5.4 | 45 | 10 | M31
|  |  | 761 | 350 | 7595 | 9033 | 16628 | 5696.25 | 23155 | 10843.0357 | 1.01 | 4.9 | 46 | 9 | M31
|  |  | 762 | 350 | 7595 | 9201 | 16796 | 5696.25 | 23586 | 11150.8929 | 0.84 | 5.4 | 46 | 10 | M31
|  |  | 763 | 355 | 7703.5 | 9284 | 16987.5 | 5777.625 | 23800 | 11222.375 | 0.86 | 5.4 | 47 | 10 | M31
|  |  | 764 | 360 | 7812 | 9368 | 17180 | 5859 | 24013 | 11293.1429 | 0.89 | 5.4 | 47 | 10 | M31
|  |  | 765 | 365 | 7920.5 | 9448 | 17368.5 | 5940.375 | 24221 | 11360.3393 | 0.91 | 5.4 | 48 | 10 | M31
|  |  | 766 | 370 | 8029 | 9514 | 17543 | 6021.75 | 24389 | 11398.9643 | 0.94 | 5.4 | 48 | 10 | M31
|  |  | 767 | 375 | 8137.5 | 9580 | 17717.5 | 6103.125 | 24558 | 11438.3036 | 0.96 | 5.4 | 49 | 10 | M31
|  |  | 768 | 380 | 8246 | 9646 | 17892 | 6184.5 | 24726 | 11476.9286 | 0.99 | 5.4 | 50 | 10 | M31
|  |  | 769 | 385 | 8354.5 | 9711 | 18065.5 | 6265.875 | 24895 | 11516.2679 | 1.01 | 5.4 | 50 | 10 | M31
|  |  | 1 | 5 | 108.5 | 433 | 541.5 | 81.375 | 1110 | 711.4821 | 0.35 | 9.8 | 15 | 2 | M13
|  |  | 2 | 5 | 108.5 | 342 | 450.5 | 81.375 | 878 | 545.7679 | 0.18 | 9.8 | 15 | 2 | M17
|  | NL | 3 | 5 | 108.5 | 474 | 582.5 | 81.375 | 1216 | 787.1964 | 0.15 | 1.8 | 15 | 3 | M13
|  |  | 4 | 10 | 217 | 703 | 920 | 162.75 | 1804 | 1125.8214 | 0.69 | 9.8 | 19 | 2 | M17
|  |  | 5 | 10 | 217 | 587 | 804 | 162.75 | 1506 | 912.9643 | 0.31 | 9.8 | 15 | 2 | M20
|  |  | 6 | 10 | 217 | 544 | 761 | 162.75 | 1394 | 832.9643 | 0.21 | 9.8 | 15 | 2 | M23
|  | NL | 7 | 10 | 217 | 934 | 1151 | 162.75 | 2395 | 1547.9643 | 0.57 | 1.8 | 15 | 3 | M13
|  | NL | 8 | 10 | 217 | 714 | 931 | 162.75 | 1830 | 1144.3929 | 0.29 | 1.8 | 15 | 3 | M17
|  | NL | 9 | 10 | 217 | 563 | 780 | 162.75 | 1443 | 867.9643 | 0.13 | 1.8 | 15 | 3 | M20
|  |  | 10 | 10 | 217 | 959 | 1176 | 162.75 | 2460 | 1594.3929 | 0.32 | 2.3 | 15 | 4 | M13
|  |  | 11 | 10 | 217 | 764 | 981 | 162.75 | 1959 | 1236.5357 | 0.16 | 2.3 | 15 | 4 | M17
|  | NL | 12 | 10 | 217 | 1012 | 1229 | 162.75 | 2596 | 1691.5357 | 0.2 | 2.8 | 15 | 5 | M13
|  |  | 13 | 10 | 217 | 1039 | 1256 | 162.75 | 2665 | 1740.8214 | 0.14 | 3.4 | 15 | 6 | M13
|  |  | 14 | 15 | 325.5 | 794 | 1119.5 | 244.125 | 2037 | 1210.875 | 0.68 | 9.8 | 18 | 2 | M20
|  |  | 15 | 15 | 325.5 | 760 | 1085.5 | 244.125 | 1950 | 1148.7321 | 0.46 | 9.8 | 19 | 2 | M23
|  |  | 16 | 15 | 325.5 | 631 | 956.5 | 244.125 | 1617 | 910.875 | 0.22 | 9.8 | 15 | 2 | M27
|  | NL | 17 | 15 | 325.5 | 1133 | 1458.5 | 244.125 | 2904 | 1830.1607 | 0.64 | 1.8 | 19 | 3 | M17
|  | NL | 18 | 15 | 325.5 | 871 | 1196.5 | 244.125 | 2233 | 1350.875 | 0.29 | 1.8 | 15 | 3 | M20
|  | NL | 19 | 15 | 325.5 | 795 | 1120.5 | 244.125 | 2039 | 1212.3036 | 0.19 | 1.8 | 15 | 3 | M23
|  |  | 20 | 15 | 325.5 | 1471 | 1796.5 | 244.125 | 3771 | 2449.4464 | 0.72 | 2.3 | 18 | 4 | M13
|  |  | 21 | 15 | 325.5 | 1112 | 1437.5 | 244.125 | 2851 | 1792.3036 | 0.36 | 2.3 | 17 | 4 | M17
|  |  | 22 | 15 | 325.5 | 828 | 1153.5 | 244.125 | 2123 | 1272.3036 | 0.16 | 2.3 | 15 | 4 | M20
|  | NL | 23 | 15 | 325.5 | 1498 | 1823.5 | 244.125 | 3841 | 2499.4464 | 0.45 | 2.8 | 16 | 5 | M13
|  | NL | 24 | 15 | 325.5 | 1180 | 1505.5 | 244.125 | 3026 | 1917.3036 | 0.23 | 2.8 | 15 | 5 | M17
|  |  | 25 | 15 | 325.5 | 1573 | 1898.5 | 244.125 | 4032 | 2635.875 | 0.31 | 3.4 | 15 | 6 | M13
|  |  | 26 | 15 | 325.5 | 1227 | 1552.5 | 244.125 | 3145 | 2002.3036 | 0.16 | 3.4 | 15 | 6 | M17
|  | NL | 27 | 15 | 325.5 | 1724 | 2049.5 | 244.125 | 4419 | 2912.3036 | 0.23 | 3.9 | 15 | 7 | M13
|  |  | 28 | 15 | 325.5 | 1798 | 2123.5 | 244.125 | 4609 | 3048.0179 | 0.18 | 4.4 | 15 | 8 | M13
|  |  | 29 | 15 | 325.5 | 1798 | 2123.5 | 244.125 | 4609 | 3048.0179 | 0.18 | 4.4 | 15 | 8 | M13
|  | NL | 30 | 15 | 325.5 | 1850 | 2175.5 | 244.125 | 4742 | 3143.0179 | 0.14 | 4.9 | 15 | 9 | M13
|  |  | 31 | 20 | 434 | 991 | 1425 | 325.5 | 2541 | 1489.5 | 0.82 | 9.8 | 23 | 2 | M23
|  |  | 32 | 20 | 434 | 778 | 1212 | 325.5 | 1994 | 1098.7857 | 0.39 | 9.8 | 17 | 2 | M27
|  |  | 33 | 20 | 434 | 690 | 1124 | 325.5 | 1769 | 938.0714 | 0.23 | 9.8 | 15 | 2 | M31
|  | NL | 34 | 20 | 434 | 1133 | 1567 | 325.5 | 2906 | 1750.2143 | 0.5 | 1.8 | 17 | 3 | M20
|  | NL | 35 | 20 | 434 | 1068 | 1502 | 325.5 | 2738 | 1630.2143 | 0.34 | 1.8 | 18 | 3 | M23
|  | NL | 36 | 20 | 434 | 849 | 1283 | 325.5 | 2177 | 1229.5 | 0.16 | 1.8 | 15 | 3 | M27
|  |  | 37 | 20 | 434 | 1555 | 1989 | 325.5 | 3988 | 2523.0714 | 0.64 | 2.3 | 21 | 4 | M17
|  |  | 38 | 20 | 434 | 1130 | 1564 | 325.5 | 2896 | 1743.0714 | 0.28 | 2.3 | 15 | 4 | M20
|  |  | 39 | 20 | 434 | 1037 | 1471 | 325.5 | 2658 | 1573.0714 | 0.19 | 2.3 | 16 | 4 | M23
|  | NL | 40 | 20 | 434 | 1948 | 2382 | 325.5 | 4995 | 3242.3571 | 0.8 | 2.8 | 20 | 5 | M13
|  | NL | 41 | 20 | 434 | 1557 | 1991 | 325.5 | 3993 | 2526.6429 | 0.4 | 2.8 | 18 | 5 | M17
|  | NL | 42 | 20 | 434 | 1176 | 1610 | 325.5 | 3016 | 1828.7857 | 0.18 | 2.8 | 15 | 5 | M20
|  |  | 43 | 20 | 434 | 2080 | 2514 | 325.5 | 5332 | 3483.0714 | 0.55 | 3.4 | 18 | 6 | M13
|  |  | 44 | 20 | 434 | 1644 | 2078 | 325.5 | 4216 | 2685.9286 | 0.28 | 3.4 | 17 | 6 | M17
|  | NL | 45 | 20 | 434 | 2270 | 2704 | 325.5 | 5820 | 3831.6429 | 0.41 | 3.9 | 16 | 7 | M13
|  | NL | 46 | 20 | 434 | 1790 | 2224 | 325.5 | 4589 | 2952.3571 | 0.21 | 3.9 | 16 | 7 | M17
|  |  | 47 | 20 | 434 | 2322 | 2756 | 325.5 | 5953 | 3926.6429 | 0.32 | 4.4 | 15 | 8 | M13
|  |  | 48 | 20 | 434 | 2322 | 2756 | 325.5 | 5953 | 3926.6429 | 0.32 | 4.4 | 15 | 8 | M13
|  |  | 49 | 20 | 434 | 1899 | 2333 | 325.5 | 4870 | 3153.0714 | 0.16 | 4.4 | 15 | 8 | M17
|  | NL | 50 | 20 | 434 | 2367 | 2801 | 325.5 | 6068 | 4008.7857 | 0.25 | 4.9 | 15 | 9 | M13
|  |  | 51 | 20 | 434 | 2408 | 2842 | 325.5 | 6173 | 4083.7857 | 0.21 | 5.4 | 15 | 10 | M13
|  |  | 52 | 25 | 542.5 | 967 | 1509.5 | 406.875 | 2480 | 1364.5536 | 0.6 | 9.8 | 20 | 2 | M27
|  |  | 53 | 25 | 542.5 | 812 | 1354.5 | 406.875 | 2082 | 1080.2679 | 0.36 | 9.8 | 17 | 2 | M31
|  | NL | 54 | 25 | 542.5 | 1326 | 1868.5 | 406.875 | 3399 | 2020.9821 | 0.79 | 1.8 | 20 | 3 | M20
|  | NL | 55 | 25 | 542.5 | 1255 | 1797.5 | 406.875 | 3218 | 1891.6964 | 0.53 | 1.8 | 21 | 3 | M23
|  | NL | 56 | 25 | 542.5 | 1056 | 1598.5 | 406.875 | 2709 | 1528.125 | 0.25 | 1.8 | 15 | 3 | M27
|  | NL | 57 | 25 | 542.5 | 865 | 1407.5 | 406.875 | 2218 | 1177.4107 | 0.15 | 1.8 | 15 | 3 | M31
|  |  | 58 | 25 | 542.5 | 1875 | 2417.5 | 406.875 | 4808 | 3027.4107 | 0.99 | 2.3 | 24 | 4 | M17
|  |  | 59 | 25 | 542.5 | 1429 | 1971.5 | 406.875 | 3664 | 2210.2679 | 0.44 | 2.3 | 18 | 4 | M20
|  |  | 60 | 25 | 542.5 | 1345 | 1887.5 | 406.875 | 3447 | 2055.2679 | 0.3 | 2.3 | 19 | 4 | M23
|  | NL | 61 | 25 | 542.5 | 1904 | 2446.5 | 406.875 | 4882 | 3080.2679 | 0.62 | 2.8 | 21 | 5 | M17
|  | NL | 62 | 25 | 542.5 | 1446 | 1988.5 | 406.875 | 3707 | 2240.9821 | 0.28 | 2.8 | 15 | 5 | M20
|  | NL | 63 | 25 | 542.5 | 1332 | 1874.5 | 406.875 | 3416 | 2033.125 | 0.19 | 2.8 | 17 | 5 | M23
|  |  | 64 | 25 | 542.5 | 2390 | 2932.5 | 406.875 | 6127 | 3969.5536 | 0.85 | 3.4 | 20 | 6 | M13
|  |  | 65 | 25 | 542.5 | 2022 | 2564.5 | 406.875 | 5184 | 3295.9821 | 0.43 | 3.4 | 20 | 6 | M17
|  |  | 66 | 25 | 542.5 | 1573 | 2115.5 | 406.875 | 4032 | 2473.125 | 0.2 | 3.4 | 15 | 6 | M20
|  | NL | 67 | 25 | 542.5 | 2740 | 3282.5 | 406.875 | 7024 | 4610.2679 | 0.63 | 3.9 | 19 | 7 | M13
|  | NL | 68 | 25 | 542.5 | 2217 | 2759.5 | 406.875 | 5685 | 3653.8393 | 0.32 | 3.9 | 18 | 7 | M17
|  | NL | 69 | 25 | 542.5 | 1655 | 2197.5 | 406.875 | 4243 | 2623.8393 | 0.15 | 3.9 | 15 | 7 | M20
|  |  | 70 | 25 | 542.5 | 2847 | 3389.5 | 406.875 | 7298 | 4805.9821 | 0.49 | 4.4 | 18 | 8 | M13 | 70
|  |  | 71 | 25 | 542.5 | 2847 | 3389.5 | 406.875 | 7298 | 4805.9821 | 0.49 | 4.4 | 18 | 8 | M13 | 71
|  |  | 72 | 25 | 542.5 | 2319 | 2861.5 | 406.875 | 5946 | 3840.2679 | 0.25 | 4.4 | 17 | 8 | M17
|  | NL | 73 | 25 | 542.5 | 2884 | 3426.5 | 406.875 | 7395 | 4875.2679 | 0.39 | 4.9 | 17 | 9 | M13
|  | NL | 74 | 25 | 542.5 | 2333 | 2875.5 | 406.875 | 5981 | 3865.2679 | 0.2 | 4.9 | 16 | 9 | M17
|  |  | 75 | 25 | 542.5 | 2924 | 3466.5 | 406.875 | 7495 | 4946.6964 | 0.32 | 5.4 | 16 | 10 | M13
|  |  | 76 | 25 | 542.5 | 2353 | 2895.5 | 406.875 | 6032 | 3901.6964 | 0.16 | 5.4 | 16 | 10 | M17
|  |  | 77 | 30 | 651 | 1190 | 1841 | 488.25 | 3052 | 1691.75 | 0.87 | 9.8 | 22 | 2 | M27
|  |  | 78 | 30 | 651 | 958 | 1609 | 488.25 | 2455 | 1265.3214 | 0.52 | 9.8 | 19 | 2 | M31
|  | NL | 79 | 30 | 651 | 1449 | 2100 | 488.25 | 3715 | 2165.3214 | 0.76 | 1.8 | 23 | 3 | M23
|  | NL | 80 | 30 | 651 | 1209 | 1860 | 488.25 | 3099 | 1725.3214 | 0.36 | 1.8 | 18 | 3 | M27
|  | NL | 81 | 30 | 651 | 1056 | 1707 | 488.25 | 2708 | 1446.0357 | 0.22 | 1.8 | 15 | 3 | M31
|  |  | 82 | 30 | 651 | 1633 | 2284 | 488.25 | 4186 | 2501.75 | 0.63 | 2.3 | 20 | 4 | M20
|  |  | 83 | 30 | 651 | 1547 | 2198 | 488.25 | 3966 | 2344.6071 | 0.43 | 2.3 | 21 | 4 | M23
|  |  | 84 | 30 | 651 | 1248 | 1899 | 488.25 | 3200 | 1797.4643 | 0.21 | 2.3 | 15 | 4 | M27
|  | NL | 85 | 30 | 651 | 2225 | 2876 | 488.25 | 5705 | 3586.75 | 0.89 | 2.8 | 24 | 5 | M17
|  | NL | 86 | 30 | 651 | 1707 | 2358 | 488.25 | 4376 | 2637.4643 | 0.4 | 2.8 | 18 | 5 | M20
|  | NL | 87 | 30 | 651 | 1571 | 2222 | 488.25 | 4027 | 2388.1786 | 0.28 | 2.8 | 19 | 5 | M23
|  |  | 88 | 30 | 651 | 2265 | 2916 | 488.25 | 5807 | 3659.6071 | 0.62 | 3.4 | 22 | 6 | M17
|  |  | 89 | 30 | 651 | 1802 | 2453 | 488.25 | 4620 | 2811.75 | 0.28 | 3.4 | 17 | 6 | M20
|  |  | 90 | 30 | 651 | 1668 | 2319 | 488.25 | 4276 | 2566.0357 | 0.19 | 3.4 | 18 | 6 | M23
|  | NL | 91 | 30 | 651 | 3098 | 3749 | 488.25 | 7941 | 5183.8929 | 0.91 | 3.9 | 22 | 7 | M13
|  | NL | 92 | 30 | 651 | 2592 | 3243 | 488.25 | 6646 | 4258.8929 | 0.46 | 3.9 | 21 | 7 | M17
|  | NL | 93 | 30 | 651 | 1973 | 2624 | 488.25 | 5058 | 3124.6071 | 0.21 | 3.9 | 15 | 7 | M20
|  |  | 94 | 30 | 651 | 3269 | 3920 | 488.25 | 8381 | 5498.1786 | 0.7 | 4.4 | 21 | 8 | M13 | 94
|  |  | 95 | 30 | 651 | 3269 | 3920 | 488.25 | 8381 | 5498.1786 | 0.7 | 4.4 | 21 | 8 | M13 | 95
|  |  | 96 | 30 | 651 | 2739 | 3390 | 488.25 | 7022 | 4527.4643 | 0.35 | 4.4 | 20 | 8 | M17 | 96
|  |  | 97 | 30 | 651 | 2087 | 2738 | 488.25 | 5352 | 3334.6071 | 0.17 | 4.4 | 15 | 8 | M20
|  | NL | 98 | 30 | 651 | 3402 | 4053 | 488.25 | 8721 | 5741.0357 | 0.55 | 4.9 | 19 | 9 | M13
|  | NL | 99 | 30 | 651 | 2742 | 3393 | 488.25 | 7030 | 4533.1786 | 0.28 | 4.9 | 19 | 9 | M17
|  |  | 100 | 30 | 651 | 3439 | 4090 | 488.25 | 8817 | 5809.6071 | 0.46 | 5.4 | 19 | 10 | M13
|  |  | 101 | 30 | 651 | 2757 | 3408 | 488.25 | 7068 | 4560.3214 | 0.23 | 5.4 | 18 | 10 | M17
|  |  | 102 | 35 | 759.5 | 1140 | 1899.5 | 569.625 | 2922 | 1517.5179 | 0.7 | 9.8 | 21 | 2 | M31
|  | NL | 103 | 35 | 759.5 | 1714 | 2473.5 | 569.625 | 4395 | 2569.6607 | 1.03 | 1.8 | 25 | 3 | M23
|  | NL | 104 | 35 | 759.5 | 1342 | 2101.5 | 569.625 | 3440 | 1887.5179 | 0.49 | 1.8 | 20 | 3 | M27
|  | NL | 105 | 35 | 759.5 | 1183 | 1942.5 | 569.625 | 3034 | 1597.5179 | 0.29 | 1.8 | 17 | 3 | M31
|  |  | 106 | 35 | 759.5 | 1809 | 2568.5 | 569.625 | 4638 | 2743.2321 | 0.86 | 2.3 | 22 | 4 | M20
|  |  | 107 | 35 | 759.5 | 1724 | 2483.5 | 569.625 | 4420 | 2587.5179 | 0.58 | 2.3 | 23 | 4 | M23
|  |  | 108 | 35 | 759.5 | 1431 | 2190.5 | 569.625 | 3669 | 2051.0893 | 0.28 | 2.3 | 17 | 4 | M27
|  |  | 109 | 35 | 759.5 | 1194 | 1953.5 | 569.625 | 3063 | 1618.2321 | 0.17 | 2.3 | 15 | 4 | M31
|  | NL | 110 | 35 | 759.5 | 1935 | 2694.5 | 569.625 | 4961 | 2973.9464 | 0.54 | 2.8 | 20 | 5 | M20
|  | NL | 111 | 35 | 759.5 | 1795 | 2554.5 | 569.625 | 4601 | 2716.8036 | 0.37 | 2.8 | 21 | 5 | M23
|  | NL | 112 | 35 | 759.5 | 1462 | 2221.5 | 569.625 | 3748 | 2107.5179 | 0.18 | 2.8 | 16 | 5 | M27
|  |  | 113 | 35 | 759.5 | 2529 | 3288.5 | 569.625 | 6483 | 4061.0893 | 0.85 | 3.4 | 24 | 6 | M17
|  |  | 114 | 35 | 759.5 | 1987 | 2746.5 | 569.625 | 5095 | 3069.6607 | 0.39 | 3.4 | 19 | 6 | M20
|  |  | 115 | 35 | 759.5 | 1835 | 2594.5 | 569.625 | 4704 | 2790.375 | 0.26 | 3.4 | 20 | 6 | M23
|  | NL | 116 | 35 | 759.5 | 2872 | 3631.5 | 569.625 | 7363 | 4689.6607 | 0.63 | 3.9 | 23 | 7 | M17
|  | NL | 117 | 35 | 759.5 | 2214 | 2973.5 | 569.625 | 5675 | 3483.9464 | 0.29 | 3.9 | 17 | 7 | M20
|  | NL | 118 | 35 | 759.5 | 2011 | 2770.5 | 569.625 | 5155 | 3112.5179 | 0.2 | 3.9 | 19 | 7 | M23
|  |  | 119 | 35 | 759.5 | 3649 | 4408.5 | 569.625 | 9354 | 6111.8036 | 0.96 | 4.4 | 23 | 8 | M13
|  |  | 120 | 35 | 759.5 | 3649 | 4408.5 | 569.625 | 9354 | 6111.8036 | 0.96 | 4.4 | 23 | 8 | M13
|  |  | 121 | 35 | 759.5 | 3102 | 3861.5 | 569.625 | 7952 | 5110.375 | 0.48 | 4.4 | 22 | 8 | M17 | 121
|  |  | 122 | 35 | 759.5 | 2404 | 3163.5 | 569.625 | 6164 | 3833.2321 | 0.23 | 4.4 | 17 | 8 | M20 | 122
|  | NL | 123 | 35 | 759.5 | 3777 | 4536.5 | 569.625 | 9682 | 6346.0893 | 0.75 | 4.9 | 21 | 9 | M13
|  | NL | 124 | 35 | 759.5 | 3151 | 3910.5 | 569.625 | 8078 | 5200.375 | 0.38 | 4.9 | 21 | 9 | M17
|  | NL | 125 | 35 | 759.5 | 2404 | 3163.5 | 569.625 | 6164 | 3833.2321 | 0.18 | 4.9 | 16 | 9 | M20
|  |  | 126 | 35 | 759.5 | 3912 | 4671.5 | 569.625 | 10029 | 6593.9464 | 0.62 | 5.4 | 21 | 10 | M13
|  |  | 127 | 35 | 759.5 | 3161 | 3920.5 | 569.625 | 8104 | 5218.9464 | 0.32 | 5.4 | 20 | 10 | M17
|  |  | 128 | 40 | 868 | 1317 | 2185 | 651 | 3376 | 1760.4286 | 0.91 | 9.8 | 23 | 2 | M31
|  | NL | 129 | 40 | 868 | 1537 | 2405 | 651 | 3941 | 2164 | 0.64 | 1.8 | 21 | 3 | M27
|  | NL | 130 | 40 | 868 | 1301 | 2169 | 651 | 3336 | 1731.8571 | 0.38 | 1.8 | 19 | 3 | M31
|  |  | 131 | 40 | 868 | 1885 | 2753 | 651 | 4832 | 2800.4286 | 0.76 | 2.3 | 25 | 4 | M23
|  |  | 132 | 40 | 868 | 1578 | 2446 | 651 | 4047 | 2239.7143 | 0.36 | 2.3 | 19 | 4 | M27
|  |  | 133 | 40 | 868 | 1394 | 2262 | 651 | 3574 | 1901.8571 | 0.22 | 2.3 | 17 | 4 | M31
|  | NL | 134 | 40 | 868 | 2154 | 3022 | 651 | 5522 | 3293.2857 | 0.7 | 2.8 | 21 | 5 | M20
|  | NL | 135 | 40 | 868 | 2000 | 2868 | 651 | 5127 | 3011.1429 | 0.49 | 2.8 | 23 | 5 | M23
|  | NL | 136 | 40 | 868 | 1651 | 2519 | 651 | 4232 | 2371.8571 | 0.24 | 2.8 | 18 | 5 | M27
|  |  | 137 | 40 | 868 | 2200 | 3068 | 651 | 5640 | 3377.5714 | 0.5 | 3.4 | 20 | 6 | M20 | 137
|  |  | 138 | 40 | 868 | 2002 | 2870 | 651 | 5132 | 3014.7143 | 0.34 | 3.4 | 21 | 6 | M23
|  |  | 139 | 40 | 868 | 1725 | 2593 | 651 | 4424 | 2509 | 0.17 | 3.4 | 16 | 6 | M27
|  | NL | 140 | 40 | 868 | 3149 | 4017 | 651 | 8072 | 5114.7143 | 0.82 | 3.9 | 25 | 7 | M17
|  | NL | 141 | 40 | 868 | 2422 | 3290 | 651 | 6208 | 3783.2857 | 0.37 | 3.9 | 19 | 7 | M20
|  | NL | 142 | 40 | 868 | 2195 | 3063 | 651 | 5627 | 3368.2857 | 0.25 | 3.9 | 20 | 7 | M23
|  |  | 143 | 40 | 868 | 3406 | 4274 | 651 | 8731 | 5585.4286 | 0.63 | 4.4 | 23 | 8 | M17 | 143
|  |  | 144 | 40 | 868 | 2657 | 3525 | 651 | 6812 | 4214.7143 | 0.3 | 4.4 | 19 | 8 | M20 | 144
|  |  | 145 | 40 | 868 | 2370 | 3238 | 651 | 6076 | 3689 | 0.2 | 4.4 | 20 | 8 | M23 | 145
|  | NL | 146 | 40 | 868 | 4151 | 5019 | 651 | 10642 | 6950.4286 | 0.98 | 4.9 | 23 | 9 | M13
|  | NL | 147 | 40 | 868 | 3489 | 4357 | 651 | 8945 | 5738.2857 | 0.5 | 4.9 | 22 | 9 | M17
|  | NL | 148 | 40 | 868 | 2713 | 3581 | 651 | 6956 | 4317.5714 | 0.23 | 4.9 | 17 | 9 | M20
|  | NL | 149 | 40 | 868 | 2381 | 3249 | 651 | 6104 | 3709 | 0.16 | 4.9 | 19 | 9 | M23
|  |  | 150 | 40 | 868 | 4279 | 5147 | 651 | 10970 | 7184.7143 | 0.81 | 5.4 | 22 | 10 | M13
|  |  | 151 | 40 | 868 | 3565 | 4433 | 651 | 9140 | 5877.5714 | 0.41 | 5.4 | 22 | 10 | M17
|  |  | 152 | 40 | 868 | 2721 | 3589 | 651 | 6976 | 4331.8571 | 0.19 | 5.4 | 17 | 10 | M20
|  | NL | 153 | 45 | 976.5 | 1751 | 2727.5 | 732.375 | 4490 | 2474.7679 | 0.81 | 1.8 | 23 | 3 | M27
|  | NL | 154 | 45 | 976.5 | 1410 | 2386.5 | 732.375 | 3615 | 1849.7679 | 0.48 | 1.8 | 20 | 3 | M31
|  |  | 155 | 45 | 976.5 | 2141 | 3117.5 | 732.375 | 5488 | 3187.625 | 0.96 | 2.3 | 26 | 4 | M23
|  |  | 156 | 45 | 976.5 | 1708 | 2684.5 | 732.375 | 4380 | 2396.1964 | 0.46 | 2.3 | 21 | 4 | M27
|  |  | 157 | 45 | 976.5 | 1530 | 2506.5 | 732.375 | 3923 | 2069.7679 | 0.27 | 2.3 | 18 | 4 | M31
|  | NL | 158 | 45 | 976.5 | 2343 | 3319.5 | 732.375 | 6006 | 3557.625 | 0.89 | 2.8 | 23 | 5 | M20
|  | NL | 159 | 45 | 976.5 | 2187 | 3163.5 | 732.375 | 5606 | 3271.9107 | 0.61 | 2.8 | 24 | 5 | M23
|  | NL | 160 | 45 | 976.5 | 1819 | 2795.5 | 732.375 | 4663 | 2598.3393 | 0.3 | 2.8 | 19 | 5 | M27
|  | NL | 161 | 45 | 976.5 | 1536 | 2512.5 | 732.375 | 3937 | 2079.7679 | 0.18 | 2.8 | 17 | 5 | M31
|  |  | 162 | 45 | 976.5 | 2435 | 3411.5 | 732.375 | 6243 | 3726.9107 | 0.63 | 3.4 | 22 | 6 | M20 | 162
|  |  | 163 | 45 | 976.5 | 2213 | 3189.5 | 732.375 | 5673 | 3319.7679 | 0.43 | 3.4 | 23 | 6 | M23 | 163
|  |  | 164 | 45 | 976.5 | 1858 | 2834.5 | 732.375 | 4764 | 2670.4821 | 0.21 | 3.4 | 18 | 6 | M27
|  | NL | 165 | 45 | 976.5 | 3396 | 4372.5 | 732.375 | 8705 | 5485.4821 | 1.04 | 3.9 | 26 | 7 | M17
|  | NL | 166 | 45 | 976.5 | 2625 | 3601.5 | 732.375 | 6730 | 4074.7679 | 0.47 | 3.9 | 21 | 7 | M20
|  | NL | 167 | 45 | 976.5 | 2379 | 3355.5 | 732.375 | 6099 | 3624.0536 | 0.32 | 3.9 | 22 | 7 | M23
|  |  | 168 | 45 | 976.5 | 3709 | 4685.5 | 732.375 | 9509 | 6059.7679 | 0.79 | 4.4 | 25 | 8 | M17
|  |  | 169 | 45 | 976.5 | 2886 | 3862.5 | 732.375 | 7400 | 4553.3393 | 0.37 | 4.4 | 20 | 8 | M20 | 169
|  |  | 170 | 45 | 976.5 | 2570 | 3546.5 | 732.375 | 6588 | 3973.3393 | 0.25 | 4.4 | 21 | 8 | M23 | 170
|  | NL | 171 | 45 | 976.5 | 3785 | 4761.5 | 732.375 | 9704 | 6199.0536 | 0.63 | 4.9 | 24 | 9 | M17
|  | NL | 172 | 45 | 976.5 | 2957 | 3933.5 | 732.375 | 7580 | 4681.9107 | 0.3 | 4.9 | 19 | 9 | M20
|  | NL | 173 | 45 | 976.5 | 2639 | 3615.5 | 732.375 | 6766 | 4100.4821 | 0.21 | 4.9 | 21 | 9 | M23
|  |  | 174 | 45 | 976.5 | 4646 | 5622.5 | 732.375 | 11911 | 7775.4821 | 1.02 | 5.4 | 24 | 10 | M13
|  |  | 175 | 45 | 976.5 | 3882 | 4858.5 | 732.375 | 9952 | 6376.1964 | 0.52 | 5.4 | 23 | 10 | M17
|  |  | 176 | 45 | 976.5 | 3026 | 4002.5 | 732.375 | 7758 | 4809.0536 | 0.24 | 5.4 | 18 | 10 | M20
|  |  | 177 | 45 | 976.5 | 2656 | 3632.5 | 732.375 | 6810 | 4131.9107 | 0.17 | 5.4 | 20 | 10 | M23
|  | NL | 178 | 50 | 1085 | 1967 | 3052 | 813.75 | 5043 | 2788.3929 | 1 | 1.8 | 24 | 3 | M27
|  | NL | 179 | 50 | 1085 | 1570 | 2655 | 813.75 | 4025 | 2061.25 | 0.59 | 1.8 | 22 | 3 | M31
|  |  | 180 | 50 | 1085 | 1834 | 2919 | 813.75 | 4701 | 2544.1071 | 0.56 | 2.3 | 22 | 4 | M27
|  |  | 181 | 50 | 1085 | 1653 | 2738 | 813.75 | 4237 | 2212.6786 | 0.34 | 2.3 | 19 | 4 | M31
|  | NL | 182 | 50 | 1085 | 2360 | 3445 | 813.75 | 6049 | 3506.9643 | 0.76 | 2.8 | 26 | 5 | M23
|  | NL | 183 | 50 | 1085 | 1981 | 3066 | 813.75 | 5080 | 2814.8214 | 0.37 | 2.8 | 21 | 5 | M27
|  | NL | 184 | 50 | 1085 | 1690 | 2775 | 813.75 | 4333 | 2281.25 | 0.23 | 2.8 | 19 | 5 | M31
|  |  | 185 | 50 | 1085 | 2661 | 3746 | 813.75 | 6821 | 4058.3929 | 0.78 | 3.4 | 23 | 6 | M20
|  |  | 186 | 50 | 1085 | 2424 | 3509 | 813.75 | 6215 | 3625.5357 | 0.53 | 3.4 | 24 | 6 | M23 | 186
|  |  | 187 | 50 | 1085 | 1991 | 3076 | 813.75 | 5105 | 2832.6786 | 0.26 | 3.4 | 19 | 6 | M27 | 187
|  | NL | 188 | 50 | 1085 | 2809 | 3894 | 813.75 | 7200 | 4329.1071 | 0.58 | 3.9 | 22 | 7 | M20
|  | NL | 189 | 50 | 1085 | 2552 | 3637 | 813.75 | 6542 | 3859.1071 | 0.39 | 3.9 | 23 | 7 | M23
|  | NL | 190 | 50 | 1085 | 2242 | 3327 | 813.75 | 5747 | 3291.25 | 0.19 | 3.9 | 18 | 7 | M27
|  |  | 191 | 50 | 1085 | 3902 | 4987 | 813.75 | 10004 | 6331.9643 | 0.98 | 4.4 | 26 | 8 | M17
|  |  | 192 | 50 | 1085 | 3116 | 4201 | 813.75 | 7988 | 4891.9643 | 0.46 | 4.4 | 21 | 8 | M20 | 192
|  |  | 193 | 50 | 1085 | 2770 | 3855 | 813.75 | 7101 | 4258.3929 | 0.31 | 4.4 | 23 | 8 | M23 | 193
|  | NL | 194 | 50 | 1085 | 4082 | 5167 | 813.75 | 10463 | 6659.8214 | 0.78 | 4.9 | 25 | 9 | M17
|  | NL | 195 | 50 | 1085 | 3180 | 4265 | 813.75 | 8153 | 5009.8214 | 0.36 | 4.9 | 20 | 9 | M20
|  | NL | 196 | 50 | 1085 | 2834 | 3919 | 813.75 | 7265 | 4375.5357 | 0.25 | 4.9 | 22 | 9 | M23
|  |  | 197 | 50 | 1085 | 4170 | 5255 | 813.75 | 10689 | 6821.25 | 0.64 | 5.4 | 25 | 10 | M17
|  |  | 198 | 50 | 1085 | 3262 | 4347 | 813.75 | 8362 | 5159.1071 | 0.3 | 5.4 | 20 | 10 | M20
|  |  | 199 | 50 | 1085 | 2915 | 4000 | 813.75 | 7472 | 4523.3929 | 0.21 | 5.4 | 21 | 10 | M23
|  | NL | 200 | 55 | 1193.5 | 1741 | 2934.5 | 895.125 | 4464 | 2293.4464 | 0.72 | 1.8 | 23 | 3 | M31
|  |  | 201 | 55 | 1193.5 | 2032 | 3225.5 | 895.125 | 5210 | 2826.3036 | 0.68 | 2.3 | 23 | 4 | M27 | 201
|  |  | 202 | 55 | 1193.5 | 1766 | 2959.5 | 895.125 | 4528 | 2339.1607 | 0.41 | 2.3 | 21 | 4 | M31
|  | NL | 203 | 55 | 1193.5 | 2609 | 3802.5 | 895.125 | 6688 | 3882.0179 | 0.91 | 2.8 | 27 | 5 | M23
|  | NL | 204 | 55 | 1193.5 | 2132 | 3325.5 | 895.125 | 5467 | 3009.875 | 0.44 | 2.8 | 22 | 5 | M27
|  | NL | 205 | 55 | 1193.5 | 1834 | 3027.5 | 895.125 | 4702 | 2463.4464 | 0.27 | 2.8 | 20 | 5 | M31
|  |  | 206 | 55 | 1193.5 | 2873 | 4066.5 | 895.125 | 7365 | 4365.5893 | 0.94 | 3.4 | 24 | 6 | M20
|  |  | 207 | 55 | 1193.5 | 2622 | 3815.5 | 895.125 | 6721 | 3905.5893 | 0.64 | 3.4 | 26 | 6 | M23 | 207
|  |  | 208 | 55 | 1193.5 | 2159 | 3352.5 | 895.125 | 5535 | 3058.4464 | 0.31 | 3.4 | 20 | 6 | M27 | 208
|  |  | 209 | 55 | 1193.5 | 1881 | 3074.5 | 895.125 | 4821 | 2548.4464 | 0.19 | 3.4 | 18 | 6 | M31 | 209
|  | NL | 210 | 55 | 1193.5 | 2992 | 4185.5 | 895.125 | 7671 | 4584.1607 | 0.7 | 3.9 | 23 | 7 | M20
|  | NL | 211 | 55 | 1193.5 | 2714 | 3907.5 | 895.125 | 6959 | 4075.5893 | 0.48 | 3.9 | 24 | 7 | M23
|  | NL | 212 | 55 | 1193.5 | 2392 | 3585.5 | 895.125 | 6133 | 3485.5893 | 0.23 | 3.9 | 19 | 7 | M27
|  |  | 213 | 55 | 1193.5 | 3267 | 4460.5 | 895.125 | 8375 | 5087.0179 | 0.55 | 4.4 | 23 | 8 | M20 | 213
|  |  | 214 | 55 | 1193.5 | 2965 | 4158.5 | 895.125 | 7600 | 4533.4464 | 0.38 | 4.4 | 24 | 8 | M23 | 214
|  |  | 215 | 55 | 1193.5 | 2553 | 3746.5 | 895.125 | 6546 | 3780.5893 | 0.18 | 4.4 | 18 | 8 | M27 | 215
|  | NL | 216 | 55 | 1193.5 | 4284 | 5477.5 | 895.125 | 10982 | 6949.1607 | 0.94 | 4.9 | 26 | 9 | M17
|  | NL | 217 | 55 | 1193.5 | 3404 | 4597.5 | 895.125 | 8726 | 5337.7321 | 0.44 | 4.9 | 22 | 9 | M20
|  | NL | 218 | 55 | 1193.5 | 3029 | 4222.5 | 895.125 | 7765 | 4651.3036 | 0.31 | 4.9 | 23 | 9 | M23
|  |  | 219 | 55 | 1193.5 | 4457 | 5650.5 | 895.125 | 11427 | 7267.0179 | 0.78 | 5.4 | 26 | 10 | M17
|  |  | 220 | 55 | 1193.5 | 3479 | 4672.5 | 895.125 | 8919 | 5475.5893 | 0.36 | 5.4 | 21 | 10 | M20
|  |  | 221 | 55 | 1193.5 | 3104 | 4297.5 | 895.125 | 7957 | 4788.4464 | 0.25 | 5.4 | 23 | 10 | M23
|  | NL | 222 | 60 | 1302 | 1922 | 3224 | 976.5 | 4928 | 2543.5 | 0.85 | 1.8 | 24 | 3 | M31
|  |  | 223 | 60 | 1302 | 2235 | 3537 | 976.5 | 5729 | 3115.6429 | 0.81 | 2.3 | 24 | 4 | M27
|  |  | 224 | 60 | 1302 | 1871 | 3173 | 976.5 | 4796 | 2449.2143 | 0.48 | 2.3 | 22 | 4 | M31 | 224
|  | NL | 225 | 60 | 1302 | 2269 | 3571 | 976.5 | 5818 | 3179.2143 | 0.53 | 2.8 | 23 | 5 | M27
|  | NL | 226 | 60 | 1302 | 1967 | 3269 | 976.5 | 5043 | 2625.6429 | 0.32 | 2.8 | 21 | 5 | M31
|  |  | 227 | 60 | 1302 | 2812 | 4114 | 976.5 | 7210 | 4173.5 | 0.76 | 3.4 | 27 | 6 | M23
|  |  | 228 | 60 | 1302 | 2327 | 3629 | 976.5 | 5967 | 3285.6429 | 0.37 | 3.4 | 22 | 6 | M27 | 228
|  |  | 229 | 60 | 1302 | 1989 | 3291 | 976.5 | 5099 | 2665.6429 | 0.22 | 3.4 | 19 | 6 | M31 | 229
|  | NL | 230 | 60 | 1302 | 3188 | 4490 | 976.5 | 8174 | 4862.0714 | 0.83 | 3.9 | 24 | 7 | M20
|  | NL | 231 | 60 | 1302 | 2877 | 4179 | 976.5 | 7375 | 4291.3571 | 0.56 | 3.9 | 25 | 7 | M23
|  | NL | 232 | 60 | 1302 | 2540 | 3842 | 976.5 | 6512 | 3674.9286 | 0.28 | 3.9 | 20 | 7 | M27
|  | NL | 233 | 60 | 1302 | 2180 | 3482 | 976.5 | 5589 | 3015.6429 | 0.17 | 3.9 | 18 | 7 | M31
|  |  | 234 | 60 | 1302 | 3402 | 4704 | 976.5 | 8721 | 5252.7857 | 0.66 | 4.4 | 24 | 8 | M20 | 234
|  |  | 235 | 60 | 1302 | 3082 | 4384 | 976.5 | 7901 | 4667.0714 | 0.45 | 4.4 | 25 | 8 | M23 | 235
|  |  | 236 | 60 | 1302 | 2715 | 4017 | 976.5 | 6959 | 3994.2143 | 0.21 | 4.4 | 19 | 8 | M27 | 236
|  | NL | 237 | 60 | 1302 | 3578 | 4880 | 976.5 | 9171 | 5574.2143 | 0.52 | 4.9 | 23 | 9 | M20
|  | NL | 238 | 60 | 1302 | 3224 | 4526 | 976.5 | 8264 | 4926.3571 | 0.36 | 4.9 | 25 | 9 | M23
|  | NL | 239 | 60 | 1302 | 2770 | 4072 | 976.5 | 7101 | 4095.6429 | 0.18 | 4.9 | 20 | 9 | M27
|  |  | 240 | 60 | 1302 | 4676 | 5978 | 976.5 | 11988 | 7586.3571 | 0.92 | 5.4 | 27 | 10 | M17
|  |  | 241 | 60 | 1302 | 3696 | 4998 | 976.5 | 9476 | 5792.0714 | 0.43 | 5.4 | 22 | 10 | M20
|  |  | 242 | 60 | 1302 | 3293 | 4595 | 976.5 | 8443 | 5054.2143 | 0.3 | 5.4 | 24 | 10 | M23
|  | NL | 243 | 65 | 1410.5 | 2094 | 3504.5 | 1057.875 | 5368 | 2776.4107 | 1 | 1.8 | 25 | 3 | M31
|  |  | 244 | 65 | 1410.5 | 2441 | 3851.5 | 1057.875 | 6258 | 3412.125 | 0.94 | 2.3 | 25 | 4 | M27
|  |  | 245 | 65 | 1410.5 | 1985 | 3395.5 | 1057.875 | 5088 | 2576.4107 | 0.56 | 2.3 | 23 | 4 | M31 | 245
|  | NL | 246 | 65 | 1410.5 | 2416 | 3826.5 | 1057.875 | 6194 | 3366.4107 | 0.62 | 2.8 | 24 | 5 | M27
|  | NL | 247 | 65 | 1410.5 | 2100 | 3510.5 | 1057.875 | 5383 | 2787.125 | 0.38 | 2.8 | 22 | 5 | M31
|  |  | 248 | 65 | 1410.5 | 3050 | 4460.5 | 1057.875 | 7820 | 4527.8393 | 0.89 | 3.4 | 28 | 6 | M23
|  |  | 249 | 65 | 1410.5 | 2494 | 3904.5 | 1057.875 | 6393 | 3508.5536 | 0.43 | 3.4 | 23 | 6 | M27 | 249
|  |  | 250 | 65 | 1410.5 | 2102 | 3512.5 | 1057.875 | 5389 | 2791.4107 | 0.26 | 3.4 | 20 | 6 | M31 | 250
|  | NL | 251 | 65 | 1410.5 | 3391 | 4801.5 | 1057.875 | 8694 | 5152.125 | 0.98 | 3.9 | 25 | 7 | M20
|  | NL | 252 | 65 | 1410.5 | 3053 | 4463.5 | 1057.875 | 7827 | 4532.8393 | 0.66 | 3.9 | 27 | 7 | M23
|  | NL | 253 | 65 | 1410.5 | 2673 | 4083.5 | 1057.875 | 6852 | 3836.4107 | 0.32 | 3.9 | 21 | 7 | M27
|  | NL | 254 | 65 | 1410.5 | 2299 | 3709.5 | 1057.875 | 5895 | 3152.8393 | 0.2 | 3.9 | 19 | 7 | M31
|  |  | 255 | 65 | 1410.5 | 3537 | 4947.5 | 1057.875 | 9067 | 5418.5536 | 0.77 | 4.4 | 25 | 8 | M20
|  |  | 256 | 65 | 1410.5 | 3200 | 4610.5 | 1057.875 | 8203 | 4801.4107 | 0.53 | 4.4 | 26 | 8 | M23 | 256
|  |  | 257 | 65 | 1410.5 | 2876 | 4286.5 | 1057.875 | 7373 | 4208.5536 | 0.25 | 4.4 | 20 | 8 | M27 | 257
|  | NL | 258 | 65 | 1410.5 | 3696 | 5106.5 | 1057.875 | 9476 | 5710.6964 | 0.61 | 4.9 | 24 | 9 | M20
|  | NL | 259 | 65 | 1410.5 | 3363 | 4773.5 | 1057.875 | 8621 | 5099.9821 | 0.43 | 4.9 | 26 | 9 | M23
|  | NL | 260 | 65 | 1410.5 | 2927 | 4337.5 | 1057.875 | 7503 | 4301.4107 | 0.21 | 4.9 | 21 | 9 | M27
|  |  | 261 | 65 | 1410.5 | 3901 | 5311.5 | 1057.875 | 10001 | 6085.6964 | 0.51 | 5.4 | 23 | 10 | M20
|  |  | 262 | 65 | 1410.5 | 3483 | 4893.5 | 1057.875 | 8928 | 5319.2679 | 0.35 | 5.4 | 25 | 10 | M23
|  |  | 263 | 65 | 1410.5 | 2975 | 4385.5 | 1057.875 | 7628 | 4390.6964 | 0.17 | 5.4 | 20 | 10 | M27
|  |  | 264 | 70 | 1519 | 2152 | 3671 | 1139.25 | 5518 | 2802.1786 | 0.65 | 2.3 | 24 | 4 | M31 | 264
|  | NL | 265 | 70 | 1519 | 2641 | 4160 | 1139.25 | 6771 | 3697.1786 | 0.71 | 2.8 | 25 | 5 | M27
|  | NL | 266 | 70 | 1519 | 2222 | 3741 | 1139.25 | 5697 | 2930.0357 | 0.44 | 2.8 | 23 | 5 | M31
|  |  | 267 | 70 | 1519 | 3358 | 4877 | 1139.25 | 8608 | 5009.3214 | 1.03 | 3.4 | 29 | 6 | M23
|  |  | 268 | 70 | 1519 | 2646 | 4165 | 1139.25 | 6782 | 3705.0357 | 0.5 | 3.4 | 24 | 6 | M27 | 268
|  |  | 269 | 70 | 1519 | 2239 | 3758 | 1139.25 | 5741 | 2961.4643 | 0.3 | 3.4 | 21 | 6 | M31 | 269
|  | NL | 270 | 70 | 1519 | 3233 | 4752 | 1139.25 | 8288 | 4780.75 | 0.77 | 3.9 | 27 | 7 | M23
|  | NL | 271 | 70 | 1519 | 2806 | 4325 | 1139.25 | 7193 | 3998.6071 | 0.37 | 3.9 | 22 | 7 | M27
|  | NL | 272 | 70 | 1519 | 2418 | 3937 | 1139.25 | 6200 | 3289.3214 | 0.23 | 3.9 | 20 | 7 | M31
|  |  | 273 | 70 | 1519 | 3722 | 5241 | 1139.25 | 9543 | 5677.1786 | 0.89 | 4.4 | 26 | 8 | M20
|  |  | 274 | 70 | 1519 | 3317 | 4836 | 1139.25 | 8504 | 4935.0357 | 0.61 | 4.4 | 27 | 8 | M23 | 274
|  |  | 275 | 70 | 1519 | 3015 | 4534 | 1139.25 | 7731 | 4382.8929 | 0.29 | 4.4 | 21 | 8 | M27 | 275
|  |  | 276 | 70 | 1519 | 2612 | 4131 | 1139.25 | 6697 | 3644.3214 | 0.18 | 4.4 | 19 | 8 | M31 | 276
|  | NL | 277 | 70 | 1519 | 3815 | 5334 | 1139.25 | 9780 | 5846.4643 | 0.71 | 4.9 | 25 | 9 | M20
|  | NL | 278 | 70 | 1519 | 3466 | 4985 | 1139.25 | 8886 | 5207.8929 | 0.49 | 4.9 | 27 | 9 | M23
|  | NL | 279 | 70 | 1519 | 3083 | 4602 | 1139.25 | 7905 | 4507.1786 | 0.24 | 4.9 | 22 | 9 | M27
|  |  | 280 | 70 | 1519 | 4003 | 5522 | 1139.25 | 10262 | 6190.75 | 0.59 | 5.4 | 24 | 10 | M20
|  |  | 281 | 70 | 1519 | 3658 | 5177 | 1139.25 | 9378 | 5559.3214 | 0.41 | 5.4 | 26 | 10 | M23
|  |  | 282 | 70 | 1519 | 3126 | 4645 | 1139.25 | 8014 | 4585.0357 | 0.2 | 5.4 | 21 | 10 | M27
|  |  | 283 | 75 | 1627.5 | 2320 | 3947.5 | 1220.625 | 5948 | 3027.9464 | 0.74 | 2.3 | 25 | 4 | M31
|  |  | 284 | 75 | 1627.5 | 2866 | 4493.5 | 1220.625 | 7347 | 4027.2321 | 0.81 | 2.8 | 26 | 5 | M27
|  |  | 285 | 75 | 1627.5 | 2334 | 3961.5 | 1220.625 | 5984 | 3053.6607 | 0.49 | 2.8 | 24 | 5 | M31 | 285
|  |  | 286 | 75 | 1627.5 | 2797 | 4424.5 | 1220.625 | 7172 | 3902.2321 | 0.57 | 3.4 | 24 | 6 | M27 | 286
|  |  | 287 | 75 | 1627.5 | 2376 | 4003.5 | 1220.625 | 6092 | 3130.8036 | 0.34 | 3.4 | 22 | 6 | M31 | 287
|  |  | 288 | 75 | 1627.5 | 3423 | 5050.5 | 1220.625 | 8776 | 5047.9464 | 0.87 | 3.9 | 28 | 7 | M23
|  |  | 289 | 75 | 1627.5 | 2939 | 4566.5 | 1220.625 | 7533 | 4160.0893 | 0.42 | 3.9 | 23 | 7 | M27 | 289
|  |  | 290 | 75 | 1627.5 | 2538 | 4165.5 | 1220.625 | 6506 | 3426.5179 | 0.25 | 3.9 | 20 | 7 | M31 | 290
|  |  | 291 | 75 | 1627.5 | 3913 | 5540.5 | 1220.625 | 10030 | 5943.6607 | 1.02 | 4.4 | 27 | 8 | M20
|  |  | 292 | 75 | 1627.5 | 3480 | 5107.5 | 1220.625 | 8921 | 5151.5179 | 0.69 | 4.4 | 28 | 8 | M23 | 292
|  |  | 293 | 75 | 1627.5 | 3110 | 4737.5 | 1220.625 | 7974 | 4475.0893 | 0.33 | 4.4 | 22 | 8 | M27 | 293
|  |  | 294 | 75 | 1627.5 | 2742 | 4369.5 | 1220.625 | 7029 | 3800.0893 | 0.2 | 4.4 | 20 | 8 | M31 | 294
|  |  | 295 | 75 | 1627.5 | 3948 | 5575.5 | 1220.625 | 10121 | 6008.6607 | 0.81 | 4.9 | 25 | 9 | M20
|  |  | 296 | 75 | 1627.5 | 3570 | 5197.5 | 1220.625 | 9152 | 5316.5179 | 0.56 | 4.9 | 27 | 9 | M23
|  |  | 297 | 75 | 1627.5 | 3240 | 4867.5 | 1220.625 | 8307 | 4712.9464 | 0.27 | 4.9 | 22 | 9 | M27
|  |  | 298 | 75 | 1627.5 | 2812 | 4439.5 | 1220.625 | 7208 | 3927.9464 | 0.17 | 4.9 | 20 | 9 | M31
|  |  | 299 | 75 | 1627.5 | 4105 | 5732.5 | 1220.625 | 10524 | 6296.5179 | 0.66 | 5.4 | 25 | 10 | M20
|  |  | 300 | 75 | 1627.5 | 3747 | 5374.5 | 1220.625 | 9605 | 5640.0893 | 0.46 | 5.4 | 26 | 10 | M23
|  |  | 301 | 75 | 1627.5 | 3277 | 4904.5 | 1220.625 | 8400 | 4779.375 | 0.22 | 5.4 | 21 | 10 | M27
|  |  | 302 | 80 | 1736 | 2491 | 4227 | 1302 | 6386 | 3259.4286 | 0.84 | 2.3 | 25 | 4 | M31
|  |  | 303 | 80 | 1736 | 3098 | 4834 | 1302 | 7942 | 4370.8571 | 0.92 | 2.8 | 27 | 5 | M27
|  |  | 304 | 80 | 1736 | 2446 | 4182 | 1302 | 6271 | 3177.2857 | 0.56 | 2.8 | 24 | 5 | M31 | 304
|  |  | 305 | 80 | 1736 | 2973 | 4709 | 1302 | 7622 | 4142.2857 | 0.65 | 3.4 | 25 | 6 | M27 | 305
|  |  | 306 | 80 | 1736 | 2513 | 4249 | 1302 | 6444 | 3300.8571 | 0.39 | 3.4 | 22 | 6 | M31 | 306
|  |  | 307 | 80 | 1736 | 3715 | 5451 | 1302 | 9524 | 5500.8571 | 0.99 | 3.9 | 29 | 7 | M23
|  |  | 308 | 80 | 1736 | 3082 | 4818 | 1302 | 7901 | 4341.5714 | 0.48 | 3.9 | 24 | 7 | M27 | 308
|  |  | 309 | 80 | 1736 | 2645 | 4381 | 1302 | 6782 | 3542.2857 | 0.29 | 3.9 | 21 | 7 | M31 | 309
|  |  | 310 | 80 | 1736 | 3646 | 5382 | 1302 | 9346 | 5373.7143 | 0.79 | 4.4 | 29 | 8 | M23
|  |  | 311 | 80 | 1736 | 3205 | 4941 | 1302 | 8217 | 4567.2857 | 0.37 | 4.4 | 23 | 8 | M27 | 311
|  |  | 312 | 80 | 1736 | 2871 | 4607 | 1302 | 7361 | 3955.8571 | 0.23 | 4.4 | 20 | 8 | M31 | 312
|  |  | 313 | 80 | 1736 | 4146 | 5882 | 1302 | 10628 | 6289.4286 | 0.92 | 4.9 | 26 | 9 | M20
|  |  | 314 | 80 | 1736 | 3678 | 5414 | 1302 | 9429 | 5433 | 0.64 | 4.9 | 28 | 9 | M23
|  |  | 315 | 80 | 1736 | 3359 | 5095 | 1302 | 8612 | 4849.4286 | 0.31 | 4.9 | 23 | 9 | M27
|  |  | 316 | 80 | 1736 | 2938 | 4674 | 1302 | 7532 | 4078 | 0.19 | 4.9 | 21 | 9 | M31
|  |  | 317 | 80 | 1736 | 4207 | 5943 | 1302 | 10785 | 6401.5714 | 0.76 | 5.4 | 26 | 10 | M20
|  |  | 318 | 80 | 1736 | 3836 | 5572 | 1302 | 9833 | 5721.5714 | 0.52 | 5.4 | 27 | 10 | M23
|  |  | 319 | 80 | 1736 | 3428 | 5164 | 1302 | 8787 | 4974.4286 | 0.26 | 5.4 | 22 | 10 | M27
|  |  | 320 | 85 | 1844.5 | 2663 | 4507.5 | 1383.375 | 6827 | 3493.0536 | 0.95 | 2.3 | 26 | 4 | M31
|  |  | 321 | 85 | 1844.5 | 3332 | 5176.5 | 1383.375 | 8543 | 4718.7679 | 1.04 | 2.8 | 27 | 5 | M27
|  |  | 322 | 85 | 1844.5 | 2594 | 4438.5 | 1383.375 | 6650 | 3366.625 | 0.63 | 2.8 | 25 | 5 | M31 | 322
|  |  | 323 | 85 | 1844.5 | 3218 | 5062.5 | 1383.375 | 8249 | 4508.7679 | 0.73 | 3.4 | 26 | 6 | M27
|  |  | 324 | 85 | 1844.5 | 2644 | 4488.5 | 1383.375 | 6777 | 3457.3393 | 0.44 | 3.4 | 23 | 6 | M31 | 324
|  |  | 325 | 85 | 1844.5 | 3229 | 5073.5 | 1383.375 | 8277 | 4528.7679 | 0.54 | 3.9 | 25 | 7 | M27 | 325
|  |  | 326 | 85 | 1844.5 | 2751 | 4595.5 | 1383.375 | 7052 | 3653.7679 | 0.32 | 3.9 | 22 | 7 | M31 | 326
|  |  | 327 | 85 | 1844.5 | 3812 | 5656.5 | 1383.375 | 9771 | 5595.9107 | 0.89 | 4.4 | 29 | 8 | M23
|  |  | 328 | 85 | 1844.5 | 3300 | 5144.5 | 1383.375 | 8460 | 4659.4821 | 0.42 | 4.4 | 23 | 8 | M27 | 328
|  |  | 329 | 85 | 1844.5 | 3001 | 4845.5 | 1383.375 | 7693 | 4111.625 | 0.25 | 4.4 | 21 | 8 | M31 | 329
|  |  | 330 | 85 | 1844.5 | 4344 | 6188.5 | 1383.375 | 11135 | 6570.1964 | 1.03 | 4.9 | 27 | 9 | M20
|  |  | 331 | 85 | 1844.5 | 3851 | 5695.5 | 1383.375 | 9871 | 5667.3393 | 0.72 | 4.9 | 29 | 9 | M23
|  |  | 332 | 85 | 1844.5 | 3442 | 5286.5 | 1383.375 | 8825 | 4920.1964 | 0.35 | 4.9 | 23 | 9 | M27
|  |  | 333 | 85 | 1844.5 | 3064 | 4908.5 | 1383.375 | 7856 | 4228.0536 | 0.21 | 4.9 | 21 | 9 | M31
|  |  | 334 | 85 | 1844.5 | 4351 | 6195.5 | 1383.375 | 11155 | 6584.4821 | 0.85 | 5.4 | 26 | 10 | M20
|  |  | 335 | 85 | 1844.5 | 3925 | 5769.5 | 1383.375 | 10061 | 5803.0536 | 0.59 | 5.4 | 28 | 10 | M23
|  |  | 336 | 85 | 1844.5 | 3578 | 5422.5 | 1383.375 | 9173 | 5168.7679 | 0.29 | 5.4 | 23 | 10 | M27
|  |  | 337 | 85 | 1844.5 | 3144 | 4988.5 | 1383.375 | 8061 | 4374.4821 | 0.18 | 5.4 | 21 | 10 | M31
|  |  | 338 | 90 | 1953 | 2778 | 4731 | 1464.75 | 7122 | 3622.3929 | 0.71 | 2.8 | 26 | 5 | M31 | 338
|  |  | 339 | 90 | 1953 | 3462 | 5415 | 1464.75 | 8876 | 4875.25 | 0.82 | 3.4 | 27 | 6 | M27
|  |  | 340 | 90 | 1953 | 2767 | 4720 | 1464.75 | 7094 | 3602.3929 | 0.49 | 3.4 | 24 | 6 | M31 | 340
|  |  | 341 | 90 | 1953 | 3376 | 5329 | 1464.75 | 8654 | 4716.6786 | 0.6 | 3.9 | 25 | 7 | M27 | 341
|  |  | 342 | 90 | 1953 | 2856 | 4809 | 1464.75 | 7322 | 3765.25 | 0.36 | 3.9 | 23 | 7 | M31 | 342
|  |  | 343 | 90 | 1953 | 4068 | 6021 | 1464.75 | 10428 | 5983.8214 | 1 | 4.4 | 30 | 8 | M23
|  |  | 344 | 90 | 1953 | 3412 | 5365 | 1464.75 | 8746 | 4782.3929 | 0.47 | 4.4 | 24 | 8 | M27 | 344
|  |  | 345 | 90 | 1953 | 3104 | 5057 | 1464.75 | 7957 | 4218.8214 | 0.28 | 4.4 | 22 | 8 | M31 | 345
|  |  | 346 | 90 | 1953 | 4023 | 5976 | 1464.75 | 10313 | 5901.6786 | 0.8 | 4.9 | 29 | 9 | M23
|  |  | 347 | 90 | 1953 | 3526 | 5479 | 1464.75 | 9038 | 4990.9643 | 0.39 | 4.9 | 24 | 9 | M27
|  |  | 348 | 90 | 1953 | 3191 | 5144 | 1464.75 | 8179 | 4377.3929 | 0.24 | 4.9 | 22 | 9 | M31
|  |  | 349 | 90 | 1953 | 4554 | 6507 | 1464.75 | 11673 | 6873.1071 | 0.96 | 5.4 | 27 | 10 | M20
|  |  | 350 | 90 | 1953 | 4029 | 5982 | 1464.75 | 10329 | 5913.1071 | 0.66 | 5.4 | 29 | 10 | M23
|  |  | 351 | 90 | 1953 | 3675 | 5628 | 1464.75 | 9421 | 5264.5357 | 0.32 | 5.4 | 24 | 10 | M27
|  |  | 352 | 90 | 1953 | 3267 | 5220 | 1464.75 | 8375 | 4517.3929 | 0.2 | 5.4 | 22 | 10 | M31
|  |  | 353 | 95 | 2061.5 | 2962 | 5023.5 | 1546.125 | 7593 | 3877.4464 | 0.79 | 2.8 | 27 | 5 | M31
|  |  | 354 | 95 | 2061.5 | 3711 | 5772.5 | 1546.125 | 9514 | 5249.5893 | 0.91 | 3.4 | 27 | 6 | M27
|  |  | 355 | 95 | 2061.5 | 2891 | 4952.5 | 1546.125 | 7411 | 3747.4464 | 0.54 | 3.4 | 25 | 6 | M31 | 355
|  |  | 356 | 95 | 2061.5 | 3556 | 5617.5 | 1546.125 | 9117 | 4966.0179 | 0.67 | 3.9 | 26 | 7 | M27 | 356
|  |  | 357 | 95 | 2061.5 | 2961 | 5022.5 | 1546.125 | 7592 | 3876.7321 | 0.4 | 3.9 | 23 | 7 | M31 | 357
|  |  | 358 | 95 | 2061.5 | 3545 | 5606.5 | 1546.125 | 9089 | 4946.0179 | 0.52 | 4.4 | 25 | 8 | M27 | 358
|  |  | 359 | 95 | 2061.5 | 3180 | 5241.5 | 1546.125 | 8152 | 4276.7321 | 0.32 | 4.4 | 23 | 8 | M31 | 359
|  |  | 360 | 95 | 2061.5 | 4195 | 6256.5 | 1546.125 | 10755 | 6136.0179 | 0.89 | 4.9 | 30 | 9 | M23
|  |  | 361 | 95 | 2061.5 | 3609 | 5670.5 | 1546.125 | 9252 | 5062.4464 | 0.43 | 4.9 | 25 | 9 | M27
|  |  | 362 | 95 | 2061.5 | 3317 | 5378.5 | 1546.125 | 8503 | 4527.4464 | 0.27 | 4.9 | 23 | 9 | M31
|  |  | 363 | 95 | 2061.5 | 4205 | 6266.5 | 1546.125 | 10781 | 6154.5893 | 0.73 | 5.4 | 29 | 10 | M23
|  |  | 364 | 95 | 2061.5 | 3746 | 5807.5 | 1546.125 | 9603 | 5313.1607 | 0.36 | 5.4 | 24 | 10 | M27
|  |  | 365 | 95 | 2061.5 | 3390 | 5451.5 | 1546.125 | 8690 | 4661.0179 | 0.22 | 5.4 | 22 | 10 | M31
|  |  | 366 | 100 | 2170 | 3150 | 5320 | 1627.5 | 8075 | 4140.3571 | 0.88 | 2.8 | 27 | 5 | M31
|  |  | 367 | 100 | 2170 | 3966 | 6136 | 1627.5 | 10167 | 5634.6429 | 1.01 | 3.4 | 28 | 6 | M27
|  |  | 368 | 100 | 2170 | 3015 | 5185 | 1627.5 | 7728 | 3892.5 | 0.6 | 3.4 | 25 | 6 | M31 | 368
|  |  | 369 | 100 | 2170 | 3795 | 5965 | 1627.5 | 9728 | 5321.0714 | 0.75 | 3.9 | 27 | 7 | M27
|  |  | 370 | 100 | 2170 | 3072 | 5242 | 1627.5 | 7876 | 3998.2143 | 0.45 | 3.9 | 24 | 7 | M31 | 370
|  |  | 371 | 100 | 2170 | 3679 | 5849 | 1627.5 | 9432 | 5109.6429 | 0.58 | 4.4 | 26 | 8 | M27 | 371
|  |  | 372 | 100 | 2170 | 3256 | 5426 | 1627.5 | 8348 | 4335.3571 | 0.35 | 4.4 | 23 | 8 | M31 | 372
|  |  | 373 | 100 | 2170 | 4421 | 6591 | 1627.5 | 11335 | 6468.9286 | 0.99 | 4.9 | 31 | 9 | M23
|  |  | 374 | 100 | 2170 | 3697 | 5867 | 1627.5 | 9477 | 5141.7857 | 0.48 | 4.9 | 26 | 9 | M27
|  |  | 375 | 100 | 2170 | 3433 | 5603 | 1627.5 | 8800 | 4658.2143 | 0.29 | 4.9 | 24 | 9 | M31
|  |  | 376 | 100 | 2170 | 4382 | 6552 | 1627.5 | 11232 | 6395.3571 | 0.81 | 5.4 | 30 | 10 | M23
|  |  | 377 | 100 | 2170 | 3817 | 5987 | 1627.5 | 9784 | 5361.0714 | 0.4 | 5.4 | 25 | 10 | M27
|  |  | 378 | 100 | 2170 | 3512 | 5682 | 1627.5 | 9004 | 4803.9286 | 0.24 | 5.4 | 23 | 10 | M31
|  |  | 379 | 105 | 2278.5 | 3341 | 5619.5 | 1708.875 | 8565 | 4408.9821 | 0.96 | 2.8 | 28 | 5 | M31
|  |  | 380 | 105 | 2278.5 | 3202 | 5480.5 | 1708.875 | 8209 | 4154.6964 | 0.66 | 3.4 | 26 | 6 | M31 | 380
|  |  | 381 | 105 | 2278.5 | 4034 | 6312.5 | 1708.875 | 10340 | 5676.8393 | 0.82 | 3.9 | 27 | 7 | M27
|  |  | 382 | 105 | 2278.5 | 3189 | 5467.5 | 1708.875 | 8174 | 4129.6964 | 0.49 | 3.9 | 25 | 7 | M31 | 382
|  |  | 383 | 105 | 2278.5 | 3813 | 6091.5 | 1708.875 | 9775 | 5273.2679 | 0.63 | 4.4 | 26 | 8 | M27 | 383
|  |  | 384 | 105 | 2278.5 | 3332 | 5610.5 | 1708.875 | 8543 | 4393.2679 | 0.38 | 4.4 | 24 | 8 | M31 | 384
|  |  | 385 | 105 | 2278.5 | 3836 | 6114.5 | 1708.875 | 9833 | 5314.6964 | 0.53 | 4.9 | 26 | 9 | M27
|  |  | 386 | 105 | 2278.5 | 3500 | 5778.5 | 1708.875 | 8972 | 4699.6964 | 0.32 | 4.9 | 24 | 9 | M31
|  |  | 387 | 105 | 2278.5 | 4558 | 6836.5 | 1708.875 | 11684 | 6636.8393 | 0.9 | 5.4 | 31 | 10 | M23
|  |  | 388 | 105 | 2278.5 | 3887 | 6165.5 | 1708.875 | 9965 | 5408.9821 | 0.44 | 5.4 | 26 | 10 | M27
|  |  | 389 | 105 | 2278.5 | 3635 | 5913.5 | 1708.875 | 9319 | 4947.5536 | 0.27 | 5.4 | 24 | 10 | M31
|  |  | 390 | 110 | 2387 | 3401 | 5788 | 1790.25 | 8720 | 4438.3214 | 0.73 | 3.4 | 26 | 6 | M31
|  |  | 391 | 110 | 2387 | 4272 | 6659 | 1790.25 | 10952 | 6032.6071 | 0.9 | 3.9 | 28 | 7 | M27
|  |  | 392 | 110 | 2387 | 3305 | 5692 | 1790.25 | 8473 | 4261.8929 | 0.54 | 3.9 | 25 | 7 | M31 | 392
|  |  | 393 | 110 | 2387 | 3993 | 6380 | 1790.25 | 10237 | 5521.8929 | 0.7 | 4.4 | 27 | 8 | M27 | 393
|  |  | 394 | 110 | 2387 | 3408 | 5795 | 1790.25 | 8738 | 4451.1786 | 0.42 | 4.4 | 24 | 8 | M31 | 394
|  |  | 395 | 110 | 2387 | 3974 | 6361 | 1790.25 | 10188 | 5486.8929 | 0.58 | 4.9 | 27 | 9 | M27
|  |  | 396 | 110 | 2387 | 3567 | 5954 | 1790.25 | 9144 | 4741.1786 | 0.35 | 4.9 | 25 | 9 | M31
|  |  | 397 | 110 | 2387 | 4754 | 7141 | 1790.25 | 12187 | 6914.75 | 0.98 | 5.4 | 31 | 10 | M23
|  |  | 398 | 110 | 2387 | 3958 | 6345 | 1790.25 | 10147 | 5457.6071 | 0.48 | 5.4 | 26 | 10 | M27
|  |  | 399 | 110 | 2387 | 3758 | 6145 | 1790.25 | 9633 | 5090.4643 | 0.29 | 5.4 | 24 | 10 | M31
|  |  | 400 | 115 | 2495.5 | 3601 | 6096.5 | 1871.625 | 9231 | 4721.9464 | 0.79 | 3.4 | 27 | 6 | M31
|  |  | 401 | 115 | 2495.5 | 4523 | 7018.5 | 1871.625 | 11595 | 6410.5179 | 0.98 | 3.9 | 28 | 7 | M27
|  |  | 402 | 115 | 2495.5 | 3421 | 5916.5 | 1871.625 | 8771 | 4393.375 | 0.59 | 3.9 | 26 | 7 | M31 | 402
|  |  | 403 | 115 | 2495.5 | 4217 | 6712.5 | 1871.625 | 10810 | 5849.8036 | 0.76 | 4.4 | 27 | 8 | M27
|  |  | 404 | 115 | 2495.5 | 3500 | 5995.5 | 1871.625 | 8973 | 4537.6607 | 0.46 | 4.4 | 25 | 8 | M31 | 404
|  |  | 405 | 115 | 2495.5 | 4113 | 6608.5 | 1871.625 | 10543 | 5659.0893 | 0.63 | 4.9 | 27 | 9 | M27
|  |  | 406 | 115 | 2495.5 | 3634 | 6129.5 | 1871.625 | 9316 | 4782.6607 | 0.38 | 4.9 | 25 | 9 | M31
|  |  | 407 | 115 | 2495.5 | 4079 | 6574.5 | 1871.625 | 10457 | 5597.6607 | 0.52 | 5.4 | 27 | 10 | M27
|  |  | 408 | 115 | 2495.5 | 3827 | 6322.5 | 1871.625 | 9810 | 5135.5179 | 0.32 | 5.4 | 25 | 10 | M31
|  |  | 409 | 120 | 2604 | 3801 | 6405 | 1953 | 9745 | 5007.7143 | 0.86 | 3.4 | 28 | 6 | M31
|  |  | 410 | 120 | 2604 | 3549 | 6153 | 1953 | 9098 | 4545.5714 | 0.64 | 3.9 | 26 | 7 | M31 | 410
|  |  | 411 | 120 | 2604 | 4440 | 7044 | 1953 | 11383 | 6177.7143 | 0.82 | 4.4 | 28 | 8 | M27
|  |  | 412 | 120 | 2604 | 3608 | 6212 | 1953 | 9249 | 4653.4286 | 0.5 | 4.4 | 25 | 8 | M31 | 412
|  |  | 413 | 120 | 2604 | 4251 | 6855 | 1953 | 10899 | 5832 | 0.69 | 4.9 | 28 | 9 | M27
|  |  | 414 | 120 | 2604 | 3701 | 6305 | 1953 | 9488 | 4824.1429 | 0.42 | 4.9 | 26 | 9 | M31
|  |  | 415 | 120 | 2604 | 4219 | 6823 | 1953 | 10817 | 5773.4286 | 0.57 | 5.4 | 27 | 10 | M27
|  |  | 416 | 120 | 2604 | 3884 | 6488 | 1953 | 9958 | 5159.8571 | 0.35 | 5.4 | 25 | 10 | M31
|  |  | 417 | 125 | 2712.5 | 4009 | 6721.5 | 2034.375 | 10278 | 5307.0536 | 0.93 | 3.4 | 28 | 6 | M31
|  |  | 418 | 125 | 2712.5 | 3738 | 6450.5 | 2034.375 | 9583 | 4810.625 | 0.69 | 3.9 | 27 | 7 | M31 | 418
|  |  | 419 | 125 | 2712.5 | 4664 | 7376.5 | 2034.375 | 11956 | 6505.625 | 0.89 | 4.4 | 28 | 8 | M27
|  |  | 420 | 125 | 2712.5 | 3715 | 6427.5 | 2034.375 | 9524 | 4768.4821 | 0.54 | 4.4 | 26 | 8 | M31 | 420
|  |  | 421 | 125 | 2712.5 | 4444 | 7156.5 | 2034.375 | 11392 | 6102.7679 | 0.74 | 4.9 | 28 | 9 | M27
|  |  | 422 | 125 | 2712.5 | 3768 | 6480.5 | 2034.375 | 9660 | 4865.625 | 0.45 | 4.9 | 26 | 9 | M31
|  |  | 423 | 125 | 2712.5 | 4360 | 7072.5 | 2034.375 | 11176 | 5948.4821 | 0.61 | 5.4 | 28 | 10 | M27
|  |  | 424 | 125 | 2712.5 | 3942 | 6654.5 | 2034.375 | 10106 | 5184.1964 | 0.38 | 5.4 | 26 | 10 | M31
|  |  | 425 | 130 | 2821 | 4217 | 7038 | 2115.75 | 10810 | 5605.6786 | 1.01 | 3.4 | 29 | 6 | M31
|  |  | 426 | 130 | 2821 | 3927 | 6748 | 2115.75 | 10068 | 5075.6786 | 0.75 | 3.9 | 27 | 7 | M31
|  |  | 427 | 130 | 2821 | 4900 | 7721 | 2115.75 | 12560 | 6855.6786 | 0.97 | 4.4 | 29 | 8 | M27
|  |  | 428 | 130 | 2821 | 3823 | 6644 | 2115.75 | 9799 | 4883.5357 | 0.58 | 4.4 | 27 | 8 | M31 | 428
|  |  | 429 | 130 | 2821 | 4664 | 7485 | 2115.75 | 11957 | 6424.9643 | 0.8 | 4.9 | 29 | 9 | M27
|  |  | 430 | 130 | 2821 | 3858 | 6679 | 2115.75 | 9890 | 4948.5357 | 0.49 | 4.9 | 27 | 9 | M31
|  |  | 431 | 130 | 2821 | 4500 | 7321 | 2115.75 | 11536 | 6124.25 | 0.66 | 5.4 | 28 | 10 | M27
|  |  | 432 | 130 | 2821 | 4000 | 6821 | 2115.75 | 10253 | 5207.8214 | 0.41 | 5.4 | 26 | 10 | M31
|  |  | 433 | 135 | 2929.5 | 4117 | 7046.5 | 2197.125 | 10553 | 5340.7321 | 0.8 | 3.9 | 28 | 7 | M31
|  |  | 434 | 135 | 2929.5 | 3930 | 6859.5 | 2197.125 | 10075 | 4999.3036 | 0.63 | 4.4 | 27 | 8 | M31 | 434
|  |  | 435 | 135 | 2929.5 | 4884 | 7813.5 | 2197.125 | 12521 | 6746.4464 | 0.87 | 4.9 | 29 | 9 | M27
|  |  | 436 | 135 | 2929.5 | 3970 | 6899.5 | 2197.125 | 10176 | 5071.4464 | 0.53 | 4.9 | 27 | 9 | M31
|  |  | 437 | 135 | 2929.5 | 4640 | 7569.5 | 2197.125 | 11895 | 6299.3036 | 0.71 | 5.4 | 29 | 10 | M27
|  |  | 438 | 135 | 2929.5 | 4057 | 6986.5 | 2197.125 | 10401 | 5232.1607 | 0.44 | 5.4 | 27 | 10 | M31
|  |  | 439 | 140 | 3038 | 4306 | 7344 | 2278.5 | 11038 | 5605.7857 | 0.87 | 3.9 | 28 | 7 | M31
|  |  | 440 | 140 | 3038 | 4073 | 7111 | 2278.5 | 10442 | 5180.0714 | 0.68 | 4.4 | 27 | 8 | M31 | 440
|  |  | 441 | 140 | 3038 | 5104 | 8142 | 2278.5 | 13085 | 7067.9286 | 0.93 | 4.9 | 30 | 9 | M27
|  |  | 442 | 140 | 3038 | 4081 | 7119 | 2278.5 | 10463 | 5195.0714 | 0.57 | 4.9 | 28 | 9 | M31
|  |  | 443 | 140 | 3038 | 4837 | 7875 | 2278.5 | 12399 | 6577.9286 | 0.77 | 5.4 | 29 | 10 | M27
|  |  | 444 | 140 | 3038 | 4115 | 7153 | 2278.5 | 10549 | 5256.5 | 0.47 | 5.4 | 27 | 10 | M31
|  |  | 445 | 145 | 3146.5 | 4503 | 7649.5 | 2359.875 | 11544 | 5885.8393 | 0.93 | 3.9 | 29 | 7 | M31
|  |  | 446 | 145 | 3146.5 | 4253 | 7399.5 | 2359.875 | 10902 | 5427.2679 | 0.73 | 4.4 | 28 | 8 | M31
|  |  | 447 | 145 | 3146.5 | 5327 | 8473.5 | 2359.875 | 13657 | 7395.125 | 1 | 4.9 | 30 | 9 | M27
|  |  | 448 | 145 | 3146.5 | 4193 | 7339.5 | 2359.875 | 10749 | 5317.9821 | 0.61 | 4.9 | 28 | 9 | M31
|  |  | 449 | 145 | 3146.5 | 5049 | 8195.5 | 2359.875 | 12944 | 6885.8393 | 0.82 | 5.4 | 30 | 10 | M27
|  |  | 450 | 145 | 3146.5 | 4200 | 7346.5 | 2359.875 | 10767 | 5330.8393 | 0.5 | 5.4 | 28 | 10 | M31
|  |  | 451 | 150 | 3255 | 4702 | 7957 | 2441.25 | 12055 | 6169.4643 | 0.99 | 3.9 | 29 | 7 | M31
|  |  | 452 | 150 | 3255 | 4432 | 7687 | 2441.25 | 11362 | 5674.4643 | 0.78 | 4.4 | 28 | 8 | M31
|  |  | 453 | 150 | 3255 | 4305 | 7560 | 2441.25 | 11035 | 5440.8929 | 0.65 | 4.9 | 29 | 9 | M31
|  |  | 454 | 150 | 3255 | 5262 | 8517 | 2441.25 | 13490 | 7194.4643 | 0.88 | 5.4 | 30 | 10 | M27
|  |  | 455 | 150 | 3255 | 4314 | 7569 | 2441.25 | 11060 | 5458.75 | 0.54 | 5.4 | 28 | 10 | M31
|  |  | 456 | 155 | 3363.5 | 4612 | 7975.5 | 2522.625 | 11822 | 5921.6607 | 0.83 | 4.4 | 29 | 8 | M31
|  |  | 457 | 155 | 3363.5 | 4416 | 7779.5 | 2522.625 | 11321 | 5563.8036 | 0.69 | 4.9 | 29 | 9 | M31
|  |  | 458 | 155 | 3363.5 | 5475 | 8838.5 | 2522.625 | 14035 | 7502.375 | 0.94 | 5.4 | 31 | 10 | M27
|  |  | 459 | 155 | 3363.5 | 4428 | 7791.5 | 2522.625 | 11352 | 5585.9464 | 0.57 | 5.4 | 29 | 10 | M31
|  |  | 460 | 160 | 3472 | 4791 | 8263 | 2604 | 12282 | 6168.8571 | 0.88 | 4.4 | 29 | 8 | M31
|  |  | 461 | 160 | 3472 | 4584 | 8056 | 2604 | 11751 | 5789.5714 | 0.74 | 4.9 | 30 | 9 | M31
|  |  | 462 | 160 | 3472 | 5688 | 9160 | 2604 | 14581 | 7811 | 1 | 5.4 | 31 | 10 | M27
|  |  | 463 | 160 | 3472 | 4542 | 8014 | 2604 | 11645 | 5713.8571 | 0.61 | 5.4 | 29 | 10 | M31
|  |  | 464 | 165 | 3580.5 | 4979 | 8559.5 | 2685.375 | 12763 | 6431.0536 | 0.94 | 4.4 | 30 | 8 | M31
|  |  | 465 | 165 | 3580.5 | 4761 | 8341.5 | 2685.375 | 12205 | 6032.4821 | 0.79 | 4.9 | 30 | 9 | M31
|  |  | 466 | 165 | 3580.5 | 4657 | 8237.5 | 2685.375 | 11937 | 5841.0536 | 0.65 | 5.4 | 29 | 10 | M31
|  |  | 467 | 170 | 3689 | 5174 | 8863 | 2766.75 | 13264 | 6707.5357 | 0.99 | 4.4 | 30 | 8 | M31
|  |  | 468 | 170 | 3689 | 4939 | 8628 | 2766.75 | 12660 | 6276.1071 | 0.83 | 4.9 | 30 | 9 | M31
|  |  | 469 | 170 | 3689 | 4771 | 8460 | 2766.75 | 12230 | 5968.9643 | 0.69 | 5.4 | 30 | 10 | M31
|  |  | 470 | 175 | 3797.5 | 5116 | 8913.5 | 2848.125 | 13115 | 6519.7321 | 0.88 | 4.9 | 31 | 9 | M31
|  |  | 471 | 175 | 3797.5 | 4894 | 8691.5 | 2848.125 | 12545 | 6112.5893 | 0.73 | 5.4 | 30 | 10 | M31
|  |  | 472 | 180 | 3906 | 5293 | 9199 | 2929.5 | 13570 | 6763.3571 | 0.94 | 4.9 | 31 | 9 | M31
|  |  | 473 | 180 | 3906 | 5067 | 8973 | 2929.5 | 12989 | 6348.3571 | 0.77 | 5.4 | 30 | 10 | M31
|  |  | 474 | 185 | 4014.5 | 5472 | 9486.5 | 3010.875 | 14029 | 7009.8393 | 0.99 | 4.9 | 31 | 9 | M31
|  |  | 475 | 185 | 4014.5 | 5240 | 9254.5 | 3010.875 | 13433 | 6584.125 | 0.82 | 5.4 | 31 | 10 | M31
|  |  | 476 | 190 | 4123 | 5659 | 9782 | 3092.25 | 14508 | 7270.6071 | 1.04 | 4.9 | 32 | 9 | M31
|  |  | 477 | 190 | 4123 | 5413 | 9536 | 3092.25 | 13877 | 6819.8929 | 0.86 | 5.4 | 31 | 10 | M31
|  |  | 478 | 195 | 4231.5 | 5587 | 9818.5 | 3173.625 | 14322 | 7056.375 | 0.91 | 5.4 | 31 | 10 | M31
|  |  | 479 | 200 | 4340 | 5760 | 10100 | 3255 | 14766 | 7292.1429 | 0.95 | 5.4 | 32 | 10 | M31
|  |  | 480 | 205 | 4448.5 | 5933 | 10381.5 | 3336.375 | 15210 | 7527.9107 | 1 | 5.4 | 32 | 10 | M31
|  |  | 1 | 10 | 217 | 627 | 844 | 162.75 | 2353 | 1517.9643 | 0.11 | 7 | 15 | 2 | M13
|  |  | 2 | 15 | 325.5 | 707 | 1032.5 | 244.125 | 2652 | 1650.1607 | 0.13 | 7 | 15 | 2 | M17
|  |  | 3 | 15 | 325.5 | 835 | 1160.5 | 244.125 | 3135 | 1995.1607 | 0.25 | 7 | 15 | 2 | M13
|  |  | 4 | 15 | 325.5 | 871 | 1196.5 | 244.125 | 3271 | 2092.3036 | 0.11 | 9.4 | 15 | 4 | M13
|  |  | 5 | 20 | 434 | 871 | 1305 | 325.5 | 3270 | 2010.2143 | 0.23 | 7 | 15 | 2 | M17
|  |  | 6 | 20 | 434 | 1134 | 1568 | 325.5 | 4255 | 2713.7857 | 0.44 | 7 | 15 | 2 | M13
|  |  | 7 | 20 | 434 | 1129 | 1563 | 325.5 | 4239 | 2702.3571 | 0.18 | 9.4 | 15 | 4 | M13
|  |  | 8 | 25 | 542.5 | 1116 | 1658.5 | 406.875 | 4188 | 2584.5536 | 0.35 | 7 | 16 | 2 | M17
|  |  | 9 | 25 | 542.5 | 1294 | 1836.5 | 406.875 | 4855 | 3060.9821 | 0.69 | 7 | 17 | 2 | M13
|  |  | 10 | 25 | 542.5 | 1113 | 1655.5 | 406.875 | 4177 | 2576.6964 | 0.14 | 9.4 | 15 | 4 | M17
|  |  | 11 | 25 | 542.5 | 1434 | 1976.5 | 406.875 | 5383 | 3438.125 | 0.29 | 9.4 | 15 | 4 | M13
|  |  | 12 | 30 | 651 | 1065 | 1716 | 488.25 | 3996 | 2366.0357 | 0.2 | 7 | 20 | 2 | M23
|  |  | 13 | 30 | 651 | 1260 | 1911 | 488.25 | 4729 | 2889.6071 | 0.51 | 7 | 19 | 2 | M17
|  |  | 14 | 30 | 651 | 1352 | 2003 | 488.25 | 5074 | 3136.0357 | 0.21 | 9.4 | 16 | 4 | M17
|  |  | 15 | 30 | 651 | 1699 | 2350 | 488.25 | 6376 | 4066.0357 | 0.41 | 9.4 | 17 | 4 | M13
|  |  | 16 | 35 | 759.5 | 1263 | 2022.5 | 569.625 | 4741 | 2816.8036 | 0.27 | 7 | 22 | 2 | M23
|  |  | 17 | 35 | 759.5 | 1347 | 2106.5 | 569.625 | 5055 | 3041.0893 | 0.69 | 7 | 21 | 2 | M17
|  |  | 18 | 35 | 759.5 | 1593 | 2352.5 | 569.625 | 5978 | 3700.375 | 0.28 | 9.4 | 18 | 4 | M17
|  |  | 19 | 35 | 759.5 | 1899 | 2658.5 | 569.625 | 7125 | 4519.6607 | 0.56 | 9.4 | 19 | 4 | M13
|  |  | 20 | 40 | 868 | 1395 | 2263 | 651 | 5237 | 3089.7143 | 0.35 | 7 | 23 | 2 | M23
|  |  | 21 | 40 | 868 | 1462 | 2330 | 651 | 5487 | 3268.2857 | 0.9 | 7 | 22 | 2 | M17
|  |  | 22 | 40 | 868 | 1755 | 2623 | 651 | 6586 | 4053.2857 | 0.36 | 9.4 | 19 | 4 | M17
|  |  | 23 | 40 | 868 | 2075 | 2943 | 651 | 7785 | 4909.7143 | 0.72 | 9.4 | 21 | 4 | M13
|  |  | 24 | 45 | 976.5 | 1463 | 2439.5 | 732.375 | 5490 | 3189.0536 | 0.44 | 7 | 25 | 2 | M23
|  |  | 25 | 45 | 976.5 | 1648 | 2624.5 | 732.375 | 6183 | 3684.0536 | 0.18 | 9.4 | 23 | 4 | M23
|  |  | 26 | 45 | 976.5 | 1912 | 2888.5 | 732.375 | 7176 | 4393.3393 | 0.46 | 9.4 | 21 | 4 | M17
|  |  | 27 | 50 | 1085 | 1336 | 2421 | 813.75 | 5015 | 2768.3929 | 0.14 | 7 | 16 | 2 | M31
|  |  | 28 | 50 | 1085 | 1544 | 2629 | 813.75 | 5796 | 3326.25 | 0.54 | 7 | 26 | 2 | M23
|  |  | 29 | 50 | 1085 | 1834 | 2919 | 813.75 | 6884 | 4103.3929 | 0.22 | 9.4 | 24 | 4 | M23
|  |  | 30 | 50 | 1085 | 2048 | 3133 | 813.75 | 7683 | 4674.1071 | 0.56 | 9.4 | 22 | 4 | M17 | 30
|  |  | 31 | 55 | 1193.5 | 1424 | 2617.5 | 895.125 | 5344 | 2922.0179 | 0.17 | 7 | 17 | 2 | M31
|  |  | 32 | 55 | 1193.5 | 1637 | 2830.5 | 895.125 | 6145 | 3494.1607 | 0.65 | 7 | 28 | 2 | M23
|  |  | 33 | 55 | 1193.5 | 1962 | 3155.5 | 895.125 | 7361 | 4362.7321 | 0.27 | 9.4 | 25 | 4 | M23 | 33
|  |  | 34 | 55 | 1193.5 | 2181 | 3374.5 | 895.125 | 8184 | 4950.5893 | 0.68 | 9.4 | 24 | 4 | M17 | 34
|  |  | 35 | 60 | 1302 | 1477 | 2779 | 976.5 | 5544 | 2983.5 | 0.2 | 7 | 18 | 2 | M31
|  |  | 36 | 60 | 1302 | 1717 | 3019 | 976.5 | 6444 | 3626.3571 | 0.77 | 7 | 29 | 2 | M23
|  |  | 37 | 60 | 1302 | 2089 | 3391 | 976.5 | 7838 | 4622.0714 | 0.32 | 9.4 | 27 | 4 | M23 | 37
|  |  | 38 | 60 | 1302 | 2364 | 3666 | 976.5 | 8872 | 5360.6429 | 0.81 | 9.4 | 25 | 4 | M17
|  |  | 39 | 65 | 1410.5 | 1522 | 2932.5 | 1057.875 | 5711 | 3021.4107 | 0.24 | 7 | 19 | 2 | M31
|  |  | 40 | 65 | 1410.5 | 1786 | 3196.5 | 1057.875 | 6701 | 3728.5536 | 0.91 | 7 | 30 | 2 | M23
|  |  | 41 | 65 | 1410.5 | 2210 | 3620.5 | 1057.875 | 8294 | 4866.4107 | 0.38 | 9.4 | 28 | 4 | M23 | 41
|  |  | 42 | 65 | 1410.5 | 2553 | 3963.5 | 1057.875 | 9580 | 5784.9821 | 0.95 | 9.4 | 26 | 4 | M17
|  |  | 43 | 70 | 1519 | 1591 | 3110 | 1139.25 | 5971 | 3125.75 | 0.28 | 7 | 20 | 2 | M31 | 43
|  |  | 44 | 70 | 1519 | 1840 | 3359 | 1139.25 | 6905 | 3792.8929 | 1.05 | 7 | 31 | 2 | M23
|  |  | 45 | 70 | 1519 | 2318 | 3837 | 1139.25 | 8698 | 5073.6071 | 0.44 | 9.4 | 29 | 4 | M23 | 45
|  |  | 46 | 75 | 1627.5 | 1660 | 3287.5 | 1220.625 | 6229 | 3228.6607 | 0.31 | 7 | 21 | 2 | M31 | 46
|  |  | 47 | 75 | 1627.5 | 1882 | 3509.5 | 1220.625 | 7064 | 3825.0893 | 1.2 | 7 | 31 | 2 | M23
|  |  | 48 | 75 | 1627.5 | 2426 | 4053.5 | 1220.625 | 9103 | 5281.5179 | 0.49 | 9.4 | 29 | 4 | M23 | 48
|  |  | 49 | 80 | 1736 | 1724 | 3460 | 1302 | 6471 | 3320.1429 | 0.35 | 7 | 22 | 2 | M31 | 49
|  |  | 50 | 80 | 1736 | 2078 | 3814 | 1302 | 7799 | 4268.7143 | 0.15 | 9.4 | 20 | 4 | M31 | 50
|  |  | 51 | 80 | 1736 | 2555 | 4291 | 1302 | 9586 | 5545.1429 | 0.56 | 9.4 | 30 | 4 | M23 | 51
|  |  | 52 | 85 | 1844.5 | 1778 | 3622.5 | 1383.375 | 6673 | 3383.0536 | 0.4 | 7 | 22 | 2 | M31 | 52
|  |  | 53 | 85 | 1844.5 | 2172 | 4016.5 | 1383.375 | 8151 | 4438.7679 | 0.17 | 9.4 | 21 | 4 | M31 | 53
|  |  | 54 | 85 | 1844.5 | 2707 | 4551.5 | 1383.375 | 10158 | 5872.3393 | 0.63 | 9.4 | 31 | 4 | M23 | 54
|  |  | 55 | 90 | 1953 | 1828 | 3781 | 1464.75 | 6859 | 3434.5357 | 0.44 | 7 | 23 | 2 | M31 | 55
|  |  | 56 | 90 | 1953 | 2261 | 4214 | 1464.75 | 8484 | 4595.25 | 0.19 | 9.4 | 21 | 4 | M31 | 56
|  |  | 57 | 90 | 1953 | 2860 | 4813 | 1464.75 | 10731 | 6200.25 | 0.71 | 9.4 | 31 | 4 | M23 | 57
|  |  | 58 | 95 | 2061.5 | 1871 | 3932.5 | 1546.125 | 7020 | 3468.1607 | 0.49 | 7 | 24 | 2 | M31 | 58
|  |  | 59 | 95 | 2061.5 | 2341 | 4402.5 | 1546.125 | 8783 | 4727.4464 | 0.21 | 9.4 | 22 | 4 | M31 | 59
|  |  | 60 | 95 | 2061.5 | 3012 | 5073.5 | 1546.125 | 11300 | 6525.3036 | 0.79 | 9.4 | 32 | 4 | M23
|  |  | 61 | 100 | 2170 | 1905 | 4075 | 1627.5 | 7149 | 3478.9286 | 0.55 | 7 | 25 | 2 | M31 | 61
|  |  | 62 | 100 | 2170 | 2420 | 4590 | 1627.5 | 9081 | 4858.9286 | 0.23 | 9.4 | 23 | 4 | M31 | 62
|  |  | 63 | 100 | 2170 | 3163 | 5333 | 1627.5 | 11868 | 6849.6429 | 0.87 | 9.4 | 33 | 4 | M23
|  |  | 64 | 105 | 2278.5 | 1934 | 4212.5 | 1708.875 | 7258 | 3475.4107 | 0.6 | 7 | 25 | 2 | M31 | 64
|  |  | 65 | 105 | 2278.5 | 2500 | 4778.5 | 1708.875 | 9380 | 4991.125 | 0.25 | 9.4 | 23 | 4 | M31 | 65
|  |  | 66 | 105 | 2278.5 | 3314 | 5592.5 | 1708.875 | 12436 | 7173.9821 | 0.96 | 9.4 | 33 | 4 | M23
|  |  | 67 | 110 | 2387 | 1945 | 4332 | 1790.25 | 7297 | 3421.8929 | 0.66 | 7 | 26 | 2 | M31 | 67
|  |  | 68 | 110 | 2387 | 2593 | 4980 | 1790.25 | 9731 | 5160.4643 | 0.28 | 9.4 | 24 | 4 | M31 | 68
|  |  | 69 | 110 | 2387 | 3394 | 5781 | 1790.25 | 12736 | 7306.8929 | 1.06 | 9.4 | 34 | 4 | M23
|  |  | 70 | 115 | 2495.5 | 1945 | 4440.5 | 1871.625 | 7297 | 3340.5179 | 0.72 | 7 | 26 | 2 | M31
|  |  | 71 | 115 | 2495.5 | 2706 | 5201.5 | 1871.625 | 10154 | 5381.2321 | 0.3 | 9.4 | 24 | 4 | M31 | 71
|  |  | 72 | 115 | 2495.5 | 3459 | 5954.5 | 1871.625 | 12977 | 7397.6607 | 1.15 | 9.4 | 35 | 4 | M23
|  |  | 73 | 120 | 2604 | 1945 | 4549 | 1953 | 7297 | 3259.1429 | 0.78 | 7 | 27 | 2 | M31
|  |  | 74 | 120 | 2604 | 2819 | 5423 | 1953 | 10576 | 5601.2857 | 0.33 | 9.4 | 25 | 4 | M31 | 74
|  |  | 75 | 120 | 2604 | 3523 | 6127 | 1953 | 13218 | 7488.4286 | 1.25 | 9.4 | 35 | 4 | M23
|  |  | 76 | 125 | 2712.5 | 1945 | 4657.5 | 2034.375 | 7297 | 3177.7679 | 0.85 | 7 | 27 | 2 | M31
|  |  | 77 | 125 | 2712.5 | 2931 | 5643.5 | 2034.375 | 10999 | 5822.0536 | 0.36 | 9.4 | 25 | 4 | M31 | 77
|  |  | 78 | 125 | 2712.5 | 3574 | 6286.5 | 2034.375 | 13409 | 7543.4821 | 1.36 | 9.4 | 36 | 4 | M23
|  |  | 79 | 130 | 2821 | 1945 | 4766 | 2115.75 | 7297 | 3096.3929 | 0.92 | 7 | 28 | 2 | M31
|  |  | 80 | 130 | 2821 | 3043 | 5864 | 2115.75 | 11420 | 6041.3929 | 0.39 | 9.4 | 26 | 4 | M31 | 80
|  |  | 81 | 135 | 2929.5 | 3155 | 6084.5 | 2197.125 | 11839 | 6259.3036 | 0.42 | 9.4 | 26 | 4 | M31 | 81
|  |  | 82 | 140 | 3038 | 3267 | 6305 | 2278.5 | 12258 | 6477.2143 | 0.45 | 9.4 | 27 | 4 | M31 | 82
|  |  | 83 | 145 | 3146.5 | 3379 | 6525.5 | 2359.875 | 12677 | 6695.125 | 0.48 | 9.4 | 27 | 4 | M31 | 83
|  |  | 84 | 150 | 3255 | 3453 | 6708 | 2441.25 | 12956 | 6813.0357 | 0.51 | 9.4 | 28 | 4 | M31 | 84
|  |  | 85 | 155 | 3363.5 | 3500 | 6863.5 | 2522.625 | 13134 | 6858.8036 | 0.55 | 9.4 | 28 | 4 | M31 | 85
|  |  | 86 | 160 | 3472 | 3548 | 7020 | 2604 | 13312 | 6904.5714 | 0.58 | 9.4 | 29 | 4 | M31 | 86
|  |  | 87 | 165 | 3580.5 | 3595 | 7175.5 | 2685.375 | 13489 | 6949.625 | 0.62 | 9.4 | 29 | 4 | M31 | 87
|  |  | 88 | 170 | 3689 | 3636 | 7325 | 2766.75 | 13643 | 6978.25 | 0.66 | 9.4 | 29 | 4 | M31 | 88
|  |  | 89 | 175 | 3797.5 | 3673 | 7470.5 | 2848.125 | 13783 | 6996.875 | 0.69 | 9.4 | 30 | 4 | M31 | 89
|  |  | 90 | 180 | 3906 | 3711 | 7617 | 2929.5 | 13924 | 7016.2143 | 0.73 | 9.4 | 30 | 4 | M31
|  |  | 91 | 185 | 4014.5 | 3748 | 7762.5 | 3010.875 | 14064 | 7034.8393 | 0.78 | 9.4 | 31 | 4 | M31
|  |  | 92 | 190 | 4123 | 3804 | 7927 | 3092.25 | 14273 | 7102.75 | 0.82 | 9.4 | 31 | 4 | M31
|  |  | 93 | 195 | 4231.5 | 3866 | 8097.5 | 3173.625 | 14505 | 7187.0893 | 0.86 | 9.4 | 31 | 4 | M31
|  |  | 94 | 200 | 4340 | 3928 | 8268 | 3255 | 14738 | 7272.1429 | 0.91 | 9.4 | 32 | 4 | M31
|  |  | 95 | 205 | 4448.5 | 3990 | 8438.5 | 3336.375 | 14971 | 7357.1964 | 0.95 | 9.4 | 32 | 4 | M31
|  |  | 96 | 210 | 4557 | 4049 | 8606 | 3417.75 | 15191 | 7432.9643 | 1 | 9.4 | 32 | 4 | M31
|  |  | 97 | 215 | 4665.5 | 4106 | 8771.5 | 3499.125 | 15408 | 7506.5893 | 1.05 | 9.4 | 33 | 4 | M31
|  |  | 1 | 10 | 217 | 588 | 805 | 162.75 | 1356 | 805.8214 | 0.11 | 5.7 | 15 | 2 | M13
|  |  | 2 | 15 | 325.5 | 662 | 987.5 | 244.125 | 1528 | 847.3036 | 0.13 | 5.7 | 15 | 2 | M17
|  |  | 3 | 15 | 325.5 | 783 | 1108.5 | 244.125 | 1806 | 1045.875 | 0.25 | 5.7 | 15 | 2 | M13
|  |  | 4 | 15 | 325.5 | 823 | 1148.5 | 244.125 | 1899 | 1112.3036 | 0.11 | 10 | 15 | 4 | M13
|  |  | 5 | 20 | 434 | 817 | 1251 | 325.5 | 1884 | 1020.2143 | 0.23 | 5.7 | 15 | 2 | M17
|  |  | 6 | 20 | 434 | 1063 | 1497 | 325.5 | 2451 | 1425.2143 | 0.44 | 5.7 | 15 | 2 | M13
|  |  | 7 | 20 | 434 | 1069 | 1503 | 325.5 | 2465 | 1435.2143 | 0.18 | 10 | 15 | 4 | M13
|  |  | 8 | 25 | 542.5 | 1046 | 1588.5 | 406.875 | 2413 | 1316.6964 | 0.35 | 5.7 | 16 | 2 | M17
|  |  | 9 | 25 | 542.5 | 1213 | 1755.5 | 406.875 | 2797 | 1590.9821 | 0.69 | 5.7 | 17 | 2 | M13
|  |  | 10 | 25 | 542.5 | 1053 | 1595.5 | 406.875 | 2430 | 1328.8393 | 0.14 | 10 | 15 | 4 | M17
|  |  | 11 | 25 | 542.5 | 1382 | 1924.5 | 406.875 | 3186 | 1868.8393 | 0.29 | 10 | 15 | 4 | M13
|  |  | 12 | 30 | 651 | 998 | 1649 | 488.25 | 2302 | 1156.0357 | 0.2 | 5.7 | 20 | 2 | M23
|  |  | 13 | 30 | 651 | 1181 | 1832 | 488.25 | 2724 | 1457.4643 | 0.51 | 5.7 | 19 | 2 | M17
|  |  | 14 | 30 | 651 | 1298 | 1949 | 488.25 | 2994 | 1650.3214 | 0.21 | 10 | 16 | 4 | M17
|  |  | 15 | 30 | 651 | 1646 | 2297 | 488.25 | 3795 | 2222.4643 | 0.41 | 10 | 17 | 4 | M13
|  |  | 16 | 35 | 759.5 | 1184 | 1943.5 | 569.625 | 2731 | 1381.0893 | 0.27 | 5.7 | 22 | 2 | M23
|  |  | 17 | 35 | 759.5 | 1263 | 2022.5 | 569.625 | 2912 | 1510.375 | 0.69 | 5.7 | 21 | 2 | M17
|  |  | 18 | 35 | 759.5 | 1545 | 2304.5 | 569.625 | 3564 | 1976.0893 | 0.28 | 10 | 18 | 4 | M17
|  |  | 19 | 35 | 759.5 | 1830 | 2589.5 | 569.625 | 4220 | 2444.6607 | 0.56 | 10 | 19 | 4 | M13
|  |  | 20 | 40 | 868 | 1308 | 2176 | 651 | 3017 | 1504 | 0.35 | 5.7 | 23 | 2 | M23
|  |  | 21 | 40 | 868 | 1371 | 2239 | 651 | 3161 | 1606.8571 | 0.9 | 5.7 | 22 | 2 | M17
|  |  | 22 | 40 | 868 | 1697 | 2565 | 651 | 3913 | 2144 | 0.36 | 10 | 19 | 4 | M17
|  |  | 23 | 40 | 868 | 1990 | 2858 | 651 | 4588 | 2626.1429 | 0.72 | 10 | 21 | 4 | M13
|  |  | 24 | 45 | 976.5 | 1372 | 2348.5 | 732.375 | 3163 | 1526.9107 | 0.44 | 5.7 | 25 | 2 | M23
|  |  | 25 | 45 | 976.5 | 1590 | 2566.5 | 732.375 | 3666 | 1886.1964 | 0.18 | 10 | 23 | 4 | M23
|  |  | 26 | 45 | 976.5 | 1842 | 2818.5 | 732.375 | 4248 | 2301.9107 | 0.46 | 10 | 21 | 4 | M17
|  |  | 27 | 50 | 1085 | 1253 | 2338 | 813.75 | 2889 | 1249.8214 | 0.14 | 5.7 | 16 | 2 | M31
|  |  | 28 | 50 | 1085 | 1448 | 2533 | 813.75 | 3339 | 1571.25 | 0.54 | 5.7 | 26 | 2 | M23
|  |  | 29 | 50 | 1085 | 1780 | 2865 | 813.75 | 4104 | 2117.6786 | 0.22 | 10 | 24 | 4 | M23
|  |  | 30 | 50 | 1085 | 1964 | 3049 | 813.75 | 4530 | 2421.9643 | 0.56 | 10 | 22 | 4 | M17 | 30
|  |  | 31 | 55 | 1193.5 | 1335 | 2528.5 | 895.125 | 3078 | 1303.4464 | 0.17 | 5.7 | 17 | 2 | M31
|  |  | 32 | 55 | 1193.5 | 1535 | 2728.5 | 895.125 | 3540 | 1633.4464 | 0.65 | 5.7 | 28 | 2 | M23
|  |  | 33 | 55 | 1193.5 | 1897 | 3090.5 | 895.125 | 4375 | 2229.875 | 0.27 | 10 | 25 | 4 | M23 | 33
|  |  | 34 | 55 | 1193.5 | 2085 | 3278.5 | 895.125 | 4807 | 2538.4464 | 0.68 | 10 | 24 | 4 | M17 | 34
|  |  | 35 | 60 | 1302 | 1385 | 2687 | 976.5 | 3194 | 1304.9286 | 0.2 | 5.7 | 18 | 2 | M31
|  |  | 36 | 60 | 1302 | 1610 | 2912 | 976.5 | 3713 | 1675.6429 | 0.77 | 5.7 | 29 | 2 | M23
|  |  | 37 | 60 | 1302 | 2015 | 3317 | 976.5 | 4647 | 2342.7857 | 0.32 | 10 | 27 | 4 | M23 | 37
|  |  | 38 | 60 | 1302 | 2274 | 3576 | 976.5 | 5244 | 2769.2143 | 0.81 | 10 | 25 | 4 | M17
|  |  | 39 | 65 | 1410.5 | 1427 | 2837.5 | 1057.875 | 3290 | 1292.125 | 0.24 | 5.7 | 19 | 2 | M31
|  |  | 40 | 65 | 1410.5 | 1674 | 3084.5 | 1057.875 | 3860 | 1699.2679 | 0.91 | 5.7 | 30 | 2 | M23
|  |  | 41 | 65 | 1410.5 | 2127 | 3537.5 | 1057.875 | 4904 | 2444.9821 | 0.38 | 10 | 28 | 4 | M23 | 41
|  |  | 42 | 65 | 1410.5 | 2471 | 3881.5 | 1057.875 | 5698 | 3012.125 | 0.95 | 10 | 26 | 4 | M17
|  |  | 43 | 70 | 1519 | 1492 | 3011 | 1139.25 | 3440 | 1317.8929 | 0.28 | 5.7 | 20 | 2 | M31 | 43
|  |  | 44 | 70 | 1519 | 1725 | 3244 | 1139.25 | 3978 | 1702.1786 | 1.05 | 5.7 | 31 | 2 | M23
|  |  | 45 | 70 | 1519 | 2224 | 3743 | 1139.25 | 5128 | 2523.6071 | 0.44 | 10 | 29 | 4 | M23 | 45
|  |  | 46 | 75 | 1627.5 | 1556 | 3183.5 | 1220.625 | 3589 | 1342.9464 | 0.31 | 5.7 | 21 | 2 | M31 | 46
|  |  | 47 | 75 | 1627.5 | 1765 | 3392.5 | 1220.625 | 4069 | 1685.8036 | 1.2 | 5.7 | 31 | 2 | M23
|  |  | 48 | 75 | 1627.5 | 2321 | 3948.5 | 1220.625 | 5352 | 2602.2321 | 0.49 | 10 | 29 | 4 | M23 | 48
|  |  | 49 | 80 | 1736 | 1617 | 3353 | 1302 | 3728 | 1360.8571 | 0.35 | 5.7 | 22 | 2 | M31 | 49
|  |  | 50 | 80 | 1736 | 2008 | 3744 | 1302 | 4629 | 2004.4286 | 0.15 | 10 | 20 | 4 | M31 | 50
|  |  | 51 | 80 | 1736 | 2447 | 4183 | 1302 | 5643 | 2728.7143 | 0.56 | 10 | 30 | 4 | M23 | 51
|  |  | 52 | 85 | 1844.5 | 1667 | 3511.5 | 1383.375 | 3844 | 1362.3393 | 0.4 | 5.7 | 22 | 2 | M31 | 52
|  |  | 53 | 85 | 1844.5 | 2094 | 3938.5 | 1383.375 | 4829 | 2065.9107 | 0.17 | 10 | 21 | 4 | M31 | 53
|  |  | 54 | 85 | 1844.5 | 2606 | 4450.5 | 1383.375 | 6010 | 2909.4821 | 0.63 | 10 | 31 | 4 | M23 | 54
|  |  | 55 | 90 | 1953 | 1713 | 3666 | 1464.75 | 3951 | 1357.3929 | 0.44 | 5.7 | 23 | 2 | M31 | 55
|  |  | 56 | 90 | 1953 | 2176 | 4129 | 1464.75 | 5017 | 2118.8214 | 0.19 | 10 | 21 | 4 | M31 | 56
|  |  | 57 | 90 | 1953 | 2766 | 4719 | 1464.75 | 6377 | 3090.25 | 0.71 | 10 | 31 | 4 | M23 | 57
|  |  | 58 | 95 | 2061.5 | 1754 | 3815.5 | 1546.125 | 4044 | 1342.4464 | 0.49 | 5.7 | 24 | 2 | M31 | 58
|  |  | 59 | 95 | 2061.5 | 2248 | 4309.5 | 1546.125 | 5183 | 2156.0179 | 0.21 | 10 | 22 | 4 | M31 | 59
|  |  | 60 | 95 | 2061.5 | 2926 | 4987.5 | 1546.125 | 6746 | 3272.4464 | 0.79 | 10 | 32 | 4 | M23
|  |  | 61 | 100 | 2170 | 1786 | 3956 | 1627.5 | 4118 | 1313.9286 | 0.55 | 5.7 | 25 | 2 | M31 | 61
|  |  | 62 | 100 | 2170 | 2319 | 4489 | 1627.5 | 5348 | 2192.5 | 0.23 | 10 | 23 | 4 | M31 | 62
|  |  | 63 | 100 | 2170 | 3087 | 5257 | 1627.5 | 7117 | 3456.0714 | 0.87 | 10 | 33 | 4 | M23
|  |  | 64 | 105 | 2278.5 | 1813 | 4091.5 | 1708.875 | 4182 | 1278.2679 | 0.6 | 5.7 | 25 | 2 | M31 | 64
|  |  | 65 | 105 | 2278.5 | 2391 | 4669.5 | 1708.875 | 5514 | 2229.6964 | 0.25 | 10 | 23 | 4 | M31 | 65
|  |  | 66 | 105 | 2278.5 | 3248 | 5526.5 | 1708.875 | 7488 | 3639.6964 | 0.96 | 10 | 33 | 4 | M23
|  |  | 67 | 110 | 2387 | 1823 | 4210 | 1790.25 | 4204 | 1212.6071 | 0.66 | 5.7 | 26 | 2 | M31 | 67
|  |  | 68 | 110 | 2387 | 2482 | 4869 | 1790.25 | 5724 | 2298.3214 | 0.28 | 10 | 24 | 4 | M31 | 68
|  |  | 69 | 110 | 2387 | 3321 | 5708 | 1790.25 | 7657 | 3679.0357 | 1.06 | 10 | 34 | 4 | M23
|  |  | 70 | 115 | 2495.5 | 1823 | 4318.5 | 1871.625 | 4204 | 1131.2321 | 0.72 | 5.7 | 26 | 2 | M31
|  |  | 71 | 115 | 2495.5 | 2600 | 5095.5 | 1871.625 | 5995 | 2410.5179 | 0.3 | 10 | 24 | 4 | M31 | 71
|  |  | 72 | 115 | 2495.5 | 3375 | 5870.5 | 1871.625 | 7782 | 3686.9464 | 1.15 | 10 | 35 | 4 | M23
|  |  | 73 | 120 | 2604 | 1823 | 4427 | 1953 | 4204 | 1049.8571 | 0.78 | 5.7 | 27 | 2 | M31
|  |  | 74 | 120 | 2604 | 2717 | 5321 | 1953 | 6266 | 2522.7143 | 0.33 | 10 | 25 | 4 | M31 | 74
|  |  | 75 | 120 | 2604 | 3429 | 6033 | 1953 | 7907 | 3694.8571 | 1.25 | 10 | 35 | 4 | M23
|  |  | 76 | 125 | 2712.5 | 1823 | 4535.5 | 2034.375 | 4204 | 968.4821 | 0.85 | 5.7 | 27 | 2 | M31
|  |  | 77 | 125 | 2712.5 | 2835 | 5547.5 | 2034.375 | 6536 | 2634.1964 | 0.36 | 10 | 25 | 4 | M31 | 77
|  |  | 78 | 125 | 2712.5 | 3468 | 6180.5 | 2034.375 | 7996 | 3677.0536 | 1.36 | 10 | 36 | 4 | M23
|  |  | 79 | 130 | 2821 | 1823 | 4644 | 2115.75 | 4204 | 887.1071 | 0.92 | 5.7 | 28 | 2 | M31
|  |  | 80 | 130 | 2821 | 2953 | 5774 | 2115.75 | 6809 | 2747.8214 | 0.39 | 10 | 26 | 4 | M31 | 80
|  |  | 81 | 135 | 2929.5 | 3072 | 6001.5 | 2197.125 | 7082 | 2861.4464 | 0.42 | 10 | 26 | 4 | M31 | 81
|  |  | 82 | 140 | 3038 | 3190 | 6228 | 2278.5 | 7356 | 2975.7857 | 0.45 | 10 | 27 | 4 | M31 | 82
|  |  | 83 | 145 | 3146.5 | 3309 | 6455.5 | 2359.875 | 7630 | 3090.125 | 0.48 | 10 | 27 | 4 | M31 | 83
|  |  | 84 | 150 | 3255 | 3382 | 6637 | 2441.25 | 7798 | 3128.75 | 0.51 | 10 | 28 | 4 | M31 | 84
|  |  | 85 | 155 | 3363.5 | 3422 | 6785.5 | 2522.625 | 7890 | 3113.0893 | 0.55 | 10 | 28 | 4 | M31 | 85
|  |  | 86 | 160 | 3472 | 3462 | 6934 | 2604 | 7982 | 3097.4286 | 0.58 | 10 | 29 | 4 | M31 | 86
|  |  | 87 | 165 | 3580.5 | 3501 | 7081.5 | 2685.375 | 8074 | 3081.7679 | 0.62 | 10 | 29 | 4 | M31 | 87
|  |  | 88 | 170 | 3689 | 3534 | 7223 | 2766.75 | 8149 | 3053.9643 | 0.66 | 10 | 29 | 4 | M31 | 88
|  |  | 89 | 175 | 3797.5 | 3563 | 7360.5 | 2848.125 | 8215 | 3019.7321 | 0.69 | 10 | 30 | 4 | M31 | 89
|  |  | 90 | 180 | 3906 | 3591 | 7497 | 2929.5 | 8281 | 2985.5 | 0.73 | 10 | 30 | 4 | M31
|  |  | 91 | 185 | 4014.5 | 3620 | 7634.5 | 3010.875 | 8347 | 2951.2679 | 0.78 | 10 | 31 | 4 | M31
|  |  | 92 | 190 | 4123 | 3665 | 7788 | 3092.25 | 8452 | 2944.8929 | 0.82 | 10 | 31 | 4 | M31
|  |  | 93 | 195 | 4231.5 | 3717 | 7948.5 | 3173.625 | 8570 | 2947.8036 | 0.86 | 10 | 31 | 4 | M31
|  |  | 94 | 200 | 4340 | 3768 | 8108 | 3255 | 8688 | 2950.7143 | 0.91 | 10 | 32 | 4 | M31
|  |  | 95 | 205 | 4448.5 | 3819 | 8267.5 | 3336.375 | 8805 | 2952.9107 | 0.95 | 10 | 32 | 4 | M31
|  |  | 96 | 210 | 4557 | 3866 | 8423 | 3417.75 | 8914 | 2949.3929 | 1 | 10 | 32 | 4 | M31
|  |  | 97 | 215 | 4665.5 | 3912 | 8577.5 | 3499.125 | 9020 | 2943.7321 | 1.05 | 10 | 33 | 4 | M31
|  | NL | 1 | 5 | 108.5 | 422 | 530.5 | 81.375 | 1644 | 1092.9107 | 0.22 | 3 | 19 | 3 | M13
|  | NL | 2 | 10 | 217 | 862 | 1079 | 162.75 | 3354 | 2232.9643 | 0.88 | 3 | 28 | 3 | M13
|  | NL | 3 | 10 | 217 | 849 | 1066 | 162.75 | 3301 | 2195.1071 | 0.33 | 3 | 20 | 3 | M17
|  |  | 4 | 10 | 217 | 850 | 1067 | 162.75 | 3308 | 2200.1071 | 0.45 | 3.8 | 23 | 4 | M13
|  |  | 5 | 10 | 217 | 828 | 1045 | 162.75 | 3223 | 2139.3929 | 0.17 | 3.8 | 15 | 4 | M17
|  | NL | 6 | 10 | 217 | 838 | 1055 | 162.75 | 3258 | 2164.3929 | 0.27 | 4.7 | 19 | 5 | M13
|  |  | 7 | 10 | 217 | 828 | 1045 | 162.75 | 3222 | 2138.6786 | 0.19 | 5.5 | 17 | 6 | M13
|  | NL | 8 | 15 | 325.5 | 1232 | 1557.5 | 244.125 | 4792 | 3178.7321 | 0.21 | 3 | 18 | 3 | M23
|  | NL | 9 | 15 | 325.5 | 1230 | 1555.5 | 244.125 | 4786 | 3174.4464 | 0.73 | 3 | 25 | 3 | M17
|  |  | 10 | 15 | 325.5 | 1265 | 1590.5 | 244.125 | 4920 | 3270.1607 | 1.01 | 3.8 | 28 | 4 | M13
|  |  | 11 | 15 | 325.5 | 1259 | 1584.5 | 244.125 | 4899 | 3255.1607 | 0.38 | 3.8 | 20 | 4 | M17
|  | NL | 12 | 15 | 325.5 | 1271 | 1596.5 | 244.125 | 4944 | 3287.3036 | 0.61 | 4.7 | 25 | 5 | M13
|  | NL | 13 | 15 | 325.5 | 1240 | 1565.5 | 244.125 | 4825 | 3202.3036 | 0.24 | 4.7 | 17 | 5 | M17
|  |  | 14 | 15 | 325.5 | 1255 | 1580.5 | 244.125 | 4881 | 3242.3036 | 0.41 | 5.5 | 22 | 6 | M13
|  |  | 15 | 15 | 325.5 | 1225 | 1550.5 | 244.125 | 4766 | 3160.1607 | 0.16 | 5.5 | 15 | 6 | M17
|  | NL | 16 | 20 | 434 | 1591 | 2025 | 325.5 | 6189 | 4095.2143 | 0.36 | 3 | 22 | 3 | M23
|  |  | 17 | 20 | 434 | 1629 | 2063 | 325.5 | 6335 | 4199.5 | 0.19 | 3.8 | 17 | 4 | M23
|  |  | 18 | 20 | 434 | 1623 | 2057 | 325.5 | 6312 | 4183.0714 | 0.68 | 3.8 | 24 | 4 | M17
|  | NL | 19 | 20 | 434 | 1659 | 2093 | 325.5 | 6455 | 4285.2143 | 1.08 | 4.7 | 28 | 5 | M13
|  | NL | 20 | 20 | 434 | 1658 | 2092 | 325.5 | 6450 | 4281.6429 | 0.42 | 4.7 | 21 | 5 | M17
|  |  | 21 | 20 | 434 | 1681 | 2115 | 325.5 | 6540 | 4345.9286 | 0.73 | 5.5 | 26 | 6 | M13
|  |  | 22 | 20 | 434 | 1643 | 2077 | 325.5 | 6391 | 4239.5 | 0.29 | 5.5 | 18 | 6 | M17
|  | NL | 23 | 25 | 542.5 | 2062 | 2604.5 | 406.875 | 8019 | 5320.9821 | 0.57 | 3 | 25 | 3 | M23
|  | NL | 24 | 25 | 542.5 | 1462 | 2004.5 | 406.875 | 5686 | 3654.5536 | 0.16 | 3 | 16 | 3 | M31
|  |  | 25 | 25 | 542.5 | 2069 | 2611.5 | 406.875 | 8046 | 5340.2679 | 1.06 | 3.8 | 27 | 4 | M17
|  |  | 26 | 25 | 542.5 | 1982 | 2524.5 | 406.875 | 7710 | 5100.2679 | 0.3 | 3.8 | 20 | 4 | M23
|  | NL | 27 | 25 | 542.5 | 2009 | 2551.5 | 406.875 | 7816 | 5175.9821 | 0.65 | 4.7 | 24 | 5 | M17
|  | NL | 28 | 25 | 542.5 | 1707 | 2249.5 | 406.875 | 6638 | 4334.5536 | 0.19 | 4.7 | 17 | 5 | M23
|  |  | 29 | 25 | 542.5 | 2044 | 2586.5 | 406.875 | 7950 | 5271.6964 | 0.44 | 5.5 | 21 | 6 | M17
|  | NL | 30 | 30 | 651 | 2485 | 3136 | 488.25 | 9665 | 6415.3214 | 0.81 | 3 | 27 | 3 | M23
|  | NL | 31 | 30 | 651 | 1718 | 2369 | 488.25 | 6681 | 4283.8929 | 0.23 | 3 | 18 | 3 | M31
|  |  | 32 | 30 | 651 | 2368 | 3019 | 488.25 | 9209 | 6089.6071 | 0.43 | 3.8 | 23 | 4 | M23 | 32
|  | NL | 33 | 30 | 651 | 2420 | 3071 | 488.25 | 9411 | 6233.8929 | 0.94 | 4.7 | 26 | 5 | M17
|  | NL | 34 | 30 | 651 | 2008 | 2659 | 488.25 | 7809 | 5089.6071 | 0.27 | 4.7 | 19 | 5 | M23
|  |  | 35 | 30 | 651 | 2395 | 3046 | 488.25 | 9315 | 6165.3214 | 0.19 | 5.5 | 17 | 6 | M23 | 35
|  |  | 36 | 30 | 651 | 2387 | 3038 | 488.25 | 9283 | 6142.4643 | 0.64 | 5.5 | 23 | 6 | M17 | 36
|  | NL | 37 | 35 | 759.5 | 2842 | 3601.5 | 569.625 | 11052 | 7324.6607 | 1.11 | 3 | 29 | 3 | M23
|  | NL | 38 | 35 | 759.5 | 1995 | 2754.5 | 569.625 | 7759 | 4972.5179 | 0.31 | 3 | 20 | 3 | M31
|  |  | 39 | 35 | 759.5 | 2829 | 3588.5 | 569.625 | 11002 | 7288.9464 | 0.59 | 3.8 | 25 | 4 | M23 | 39
|  |  | 40 | 35 | 759.5 | 2020 | 2779.5 | 569.625 | 7858 | 5043.2321 | 0.18 | 3.8 | 18 | 4 | M31
|  | NL | 41 | 35 | 759.5 | 2296 | 3055.5 | 569.625 | 8931 | 5809.6607 | 0.36 | 4.7 | 21 | 5 | M23
|  |  | 42 | 35 | 759.5 | 2763 | 3522.5 | 569.625 | 10748 | 7107.5179 | 0.86 | 5.5 | 25 | 6 | M17
|  |  | 43 | 35 | 759.5 | 2754 | 3513.5 | 569.625 | 10711 | 7081.0893 | 0.25 | 5.5 | 19 | 6 | M23 | 43
|  | NL | 44 | 40 | 868 | 2334 | 3202 | 651 | 9077 | 5832.5714 | 0.41 | 3 | 22 | 3 | M31
|  |  | 45 | 40 | 868 | 3243 | 4111 | 651 | 12613 | 8358.2857 | 0.76 | 3.8 | 26 | 4 | M23
|  |  | 46 | 40 | 868 | 2269 | 3137 | 651 | 8826 | 5653.2857 | 0.24 | 3.8 | 19 | 4 | M31 | 46
|  | NL | 47 | 40 | 868 | 2649 | 3517 | 651 | 10304 | 6709 | 0.47 | 4.7 | 23 | 5 | M23
|  | NL | 48 | 40 | 868 | 1908 | 2776 | 651 | 7420 | 4649 | 0.16 | 4.7 | 17 | 5 | M31
|  |  | 49 | 40 | 868 | 3086 | 3954 | 651 | 12004 | 7923.2857 | 0.33 | 5.5 | 21 | 6 | M23 | 49
|  | NL | 50 | 45 | 976.5 | 2657 | 3633.5 | 732.375 | 10333 | 6648.3393 | 0.51 | 3 | 24 | 3 | M31
|  |  | 51 | 45 | 976.5 | 3631 | 4607.5 | 732.375 | 14121 | 9354.0536 | 0.96 | 3.8 | 28 | 4 | M23
|  |  | 52 | 45 | 976.5 | 2518 | 3494.5 | 732.375 | 9794 | 6263.3393 | 0.3 | 3.8 | 21 | 4 | M31 | 52
|  | NL | 53 | 45 | 976.5 | 3029 | 4005.5 | 732.375 | 11782 | 7683.3393 | 0.6 | 4.7 | 25 | 5 | M23
|  | NL | 54 | 45 | 976.5 | 2138 | 3114.5 | 732.375 | 8317 | 5208.3393 | 0.2 | 4.7 | 19 | 5 | M31
|  |  | 55 | 45 | 976.5 | 3428 | 4404.5 | 732.375 | 13332 | 8790.4821 | 0.41 | 5.5 | 22 | 6 | M23 | 55
|  | NL | 56 | 50 | 1085 | 2949 | 4034 | 813.75 | 11469 | 7378.3929 | 0.63 | 3 | 25 | 3 | M31
|  |  | 57 | 50 | 1085 | 2810 | 3895 | 813.75 | 10928 | 6991.9643 | 0.37 | 3.8 | 22 | 4 | M31 | 57
|  | NL | 58 | 50 | 1085 | 3374 | 4459 | 813.75 | 13121 | 8558.3929 | 0.74 | 4.7 | 26 | 5 | M23
|  | NL | 59 | 50 | 1085 | 2340 | 3425 | 813.75 | 9101 | 5686.9643 | 0.24 | 4.7 | 20 | 5 | M31
|  |  | 60 | 50 | 1085 | 3865 | 4950 | 813.75 | 15031 | 9922.6786 | 0.51 | 5.5 | 24 | 6 | M23 | 60
|  |  | 61 | 50 | 1085 | 2842 | 3927 | 813.75 | 11053 | 7081.25 | 0.18 | 5.5 | 18 | 6 | M31 | 61
|  | NL | 62 | 55 | 1193.5 | 3217 | 4410.5 | 895.125 | 12511 | 8041.3036 | 0.77 | 3 | 26 | 3 | M31
|  |  | 63 | 55 | 1193.5 | 3138 | 4331.5 | 895.125 | 12205 | 7822.7321 | 0.44 | 3.8 | 23 | 4 | M31 | 63
|  | NL | 64 | 55 | 1193.5 | 3696 | 4889.5 | 895.125 | 14375 | 9372.7321 | 0.89 | 4.7 | 27 | 5 | M23
|  | NL | 65 | 55 | 1193.5 | 2541 | 3734.5 | 895.125 | 9885 | 6165.5893 | 0.29 | 4.7 | 21 | 5 | M31
|  |  | 66 | 55 | 1193.5 | 4302 | 5495.5 | 895.125 | 16730 | 11054.875 | 0.61 | 5.5 | 25 | 6 | M23 | 66
|  |  | 67 | 55 | 1193.5 | 3110 | 4303.5 | 895.125 | 12097 | 7745.5893 | 0.21 | 5.5 | 20 | 6 | M31 | 67
|  | NL | 68 | 60 | 1302 | 3450 | 4752 | 976.5 | 13418 | 8607.7857 | 0.91 | 3 | 27 | 3 | M31
|  |  | 69 | 60 | 1302 | 3466 | 4768 | 976.5 | 13481 | 8652.7857 | 0.53 | 3.8 | 25 | 4 | M31 | 69
|  | NL | 70 | 60 | 1302 | 3958 | 5260 | 976.5 | 15392 | 10017.7857 | 1.06 | 4.7 | 28 | 5 | M23
|  | NL | 71 | 60 | 1302 | 2743 | 4045 | 976.5 | 10669 | 6644.2143 | 0.35 | 4.7 | 22 | 5 | M31
|  |  | 72 | 60 | 1302 | 4701 | 6003 | 976.5 | 18284 | 12083.5 | 0.73 | 5.5 | 26 | 6 | M23
|  |  | 73 | 60 | 1302 | 3347 | 4649 | 976.5 | 13017 | 8321.3571 | 0.25 | 5.5 | 21 | 6 | M31 | 73
|  | NL | 74 | 65 | 1410.5 | 3677 | 5087.5 | 1057.875 | 14301 | 9157.125 | 1.07 | 3 | 28 | 3 | M31
|  |  | 75 | 65 | 1410.5 | 3755 | 5165.5 | 1057.875 | 14604 | 9373.5536 | 0.62 | 3.8 | 26 | 4 | M31 | 75
|  | NL | 76 | 65 | 1410.5 | 2999 | 4409.5 | 1057.875 | 11663 | 7272.8393 | 0.41 | 4.7 | 24 | 5 | M31
|  |  | 77 | 65 | 1410.5 | 5069 | 6479.5 | 1057.875 | 19713 | 13022.8393 | 0.85 | 5.5 | 27 | 6 | M23
|  |  | 78 | 65 | 1410.5 | 3584 | 4994.5 | 1057.875 | 13938 | 8897.8393 | 0.3 | 5.5 | 22 | 6 | M31 | 78
|  |  | 79 | 70 | 1519 | 4035 | 5554 | 1139.25 | 15695 | 10071.4643 | 0.72 | 3.8 | 27 | 4 | M31
|  | NL | 80 | 70 | 1519 | 3264 | 4783 | 1139.25 | 12697 | 7930.0357 | 0.47 | 4.7 | 24 | 5 | M31
|  |  | 81 | 70 | 1519 | 5436 | 6955 | 1139.25 | 21141 | 13961.4643 | 0.99 | 5.5 | 28 | 6 | M23
|  |  | 82 | 70 | 1519 | 3820 | 5339 | 1139.25 | 14858 | 9473.6071 | 0.34 | 5.5 | 23 | 6 | M31 | 82
|  |  | 83 | 75 | 1627.5 | 4309 | 5936.5 | 1220.625 | 16757 | 10748.6607 | 0.79 | 3.8 | 27 | 4 | M31
|  | NL | 84 | 75 | 1627.5 | 3530 | 5157.5 | 1220.625 | 13731 | 8587.2321 | 0.52 | 4.7 | 25 | 5 | M31
|  |  | 85 | 75 | 1627.5 | 5671 | 7298.5 | 1220.625 | 22056 | 14533.6607 | 1.11 | 5.5 | 29 | 6 | M23
|  |  | 86 | 75 | 1627.5 | 4068 | 5695.5 | 1220.625 | 15821 | 10080.0893 | 0.37 | 5.5 | 23 | 6 | M31 | 86
|  |  | 87 | 80 | 1736 | 4531 | 6267 | 1302 | 17623 | 11285.8571 | 0.9 | 3.8 | 28 | 4 | M31
|  | NL | 88 | 80 | 1736 | 3781 | 5517 | 1302 | 14707 | 9203 | 0.59 | 4.7 | 26 | 5 | M31
|  |  | 89 | 80 | 1736 | 4379 | 6115 | 1302 | 17031 | 10863 | 0.42 | 5.5 | 24 | 6 | M31 | 89
|  |  | 90 | 85 | 1844.5 | 4754 | 6598.5 | 1383.375 | 18489 | 11823.0536 | 1.02 | 3.8 | 29 | 4 | M31
|  | NL | 91 | 85 | 1844.5 | 4007 | 5851.5 | 1383.375 | 15583 | 9747.3393 | 0.66 | 4.7 | 27 | 5 | M31
|  |  | 92 | 85 | 1844.5 | 4690 | 6534.5 | 1383.375 | 18240 | 11645.1964 | 0.47 | 5.5 | 25 | 6 | M31 | 92
|  | NL | 93 | 90 | 1953 | 4232 | 6185 | 1464.75 | 16460 | 10292.3929 | 0.74 | 4.7 | 27 | 5 | M31
|  |  | 94 | 90 | 1953 | 5001 | 6954 | 1464.75 | 19450 | 12428.1071 | 0.52 | 5.5 | 26 | 6 | M31 | 94
|  | NL | 95 | 95 | 2061.5 | 4458 | 6519.5 | 1546.125 | 17337 | 10837.4464 | 0.82 | 4.7 | 28 | 5 | M31
|  |  | 96 | 95 | 2061.5 | 5312 | 7373.5 | 1546.125 | 20660 | 13211.0179 | 0.58 | 5.5 | 26 | 6 | M31 | 96
|  | NL | 97 | 100 | 2170 | 4612 | 6782 | 1627.5 | 17937 | 11184.6429 | 0.91 | 4.7 | 29 | 5 | M31
|  |  | 98 | 100 | 2170 | 5579 | 7749 | 1627.5 | 21697 | 13870.3571 | 0.65 | 5.5 | 27 | 6 | M31 | 98
|  | NL | 99 | 105 | 2278.5 | 4758 | 7036.5 | 1708.875 | 18505 | 11508.9821 | 1.01 | 4.7 | 29 | 5 | M31
|  |  | 100 | 105 | 2278.5 | 5840 | 8118.5 | 1708.875 | 22714 | 14515.4107 | 0.71 | 5.5 | 28 | 6 | M31 | 100
|  | NL | 101 | 110 | 2387 | 4904 | 7291 | 1790.25 | 19072 | 11832.6071 | 1.1 | 4.7 | 30 | 5 | M31
|  |  | 102 | 110 | 2387 | 6102 | 8489 | 1790.25 | 23731 | 15160.4643 | 0.78 | 5.5 | 28 | 6 | M31
|  |  | 103 | 115 | 2495.5 | 6364 | 8859.5 | 1871.625 | 24749 | 15806.2321 | 0.83 | 5.5 | 29 | 6 | M31
|  |  | 104 | 120 | 2604 | 6563 | 9167 | 1953 | 25524 | 16278.4286 | 0.9 | 5.5 | 29 | 6 | M31
|  |  | 105 | 125 | 2712.5 | 6730 | 9442.5 | 2034.375 | 26173 | 16660.625 | 0.98 | 5.5 | 30 | 6 | M31
|  |  | 106 | 130 | 2821 | 6896 | 9717 | 2115.75 | 26821 | 17042.1071 | 1.06 | 5.5 | 30 | 6 | M31
|  | NL | 1 | 5 | 108.5 | 396 | 504.5 | 81.375 | 1233 | 799.3393 | 0.22 | 2.4 | 19 | 3 | M13
|  | NL | 2 | 10 | 217 | 808 | 1025 | 162.75 | 2515 | 1633.6786 | 0.88 | 2.4 | 28 | 3 | M13
|  | NL | 3 | 10 | 217 | 795 | 1012 | 162.75 | 2476 | 1605.8214 | 0.33 | 2.4 | 20 | 3 | M17
|  |  | 4 | 10 | 217 | 797 | 1014 | 162.75 | 2481 | 1609.3929 | 0.45 | 3.1 | 23 | 4 | M13
|  |  | 5 | 10 | 217 | 777 | 994 | 162.75 | 2417 | 1563.6786 | 0.17 | 3.1 | 15 | 4 | M17
|  | NL | 6 | 10 | 217 | 785 | 1002 | 162.75 | 2444 | 1582.9643 | 0.27 | 3.8 | 19 | 5 | M13
|  |  | 7 | 10 | 217 | 776 | 993 | 162.75 | 2416 | 1562.9643 | 0.19 | 4.4 | 17 | 6 | M13
|  | NL | 8 | 15 | 325.5 | 1155 | 1480.5 | 244.125 | 3594 | 2323.0179 | 0.21 | 2.4 | 18 | 3 | M23
|  | NL | 9 | 15 | 325.5 | 1153 | 1478.5 | 244.125 | 3589 | 2319.4464 | 0.73 | 2.4 | 25 | 3 | M17
|  |  | 10 | 15 | 325.5 | 1186 | 1511.5 | 244.125 | 3690 | 2391.5893 | 1.01 | 3.1 | 28 | 4 | M13
|  |  | 11 | 15 | 325.5 | 1181 | 1506.5 | 244.125 | 3674 | 2380.1607 | 0.38 | 3.1 | 20 | 4 | M17
|  | NL | 12 | 15 | 325.5 | 1192 | 1517.5 | 244.125 | 3708 | 2404.4464 | 0.61 | 3.8 | 25 | 5 | M13
|  | NL | 13 | 15 | 325.5 | 1163 | 1488.5 | 244.125 | 3619 | 2340.875 | 0.24 | 3.8 | 17 | 5 | M17
|  |  | 14 | 15 | 325.5 | 1176 | 1501.5 | 244.125 | 3661 | 2370.875 | 0.41 | 4.4 | 22 | 6 | M13
|  |  | 15 | 15 | 325.5 | 1149 | 1474.5 | 244.125 | 3574 | 2308.7321 | 0.16 | 4.4 | 15 | 6 | M17
|  | NL | 16 | 20 | 434 | 1492 | 1926 | 325.5 | 4642 | 2990.2143 | 0.36 | 2.4 | 22 | 3 | M23
|  |  | 17 | 20 | 434 | 1527 | 1961 | 325.5 | 4751 | 3068.0714 | 0.19 | 3.1 | 17 | 4 | M23
|  |  | 18 | 20 | 434 | 1521 | 1955 | 325.5 | 4734 | 3055.9286 | 0.68 | 3.1 | 24 | 4 | M17
|  | NL | 19 | 20 | 434 | 1556 | 1990 | 325.5 | 4841 | 3132.3571 | 1.08 | 3.8 | 28 | 5 | M13
|  | NL | 20 | 20 | 434 | 1555 | 1989 | 325.5 | 4837 | 3129.5 | 0.42 | 3.8 | 21 | 5 | M17
|  |  | 21 | 20 | 434 | 1576 | 2010 | 325.5 | 4905 | 3178.0714 | 0.73 | 4.4 | 26 | 6 | M13
|  |  | 22 | 20 | 434 | 1540 | 1974 | 325.5 | 4793 | 3098.0714 | 0.29 | 4.4 | 18 | 6 | M17
|  | NL | 23 | 25 | 542.5 | 1933 | 2475.5 | 406.875 | 6014 | 3888.8393 | 0.57 | 2.4 | 25 | 3 | M23
|  | NL | 24 | 25 | 542.5 | 1370 | 1912.5 | 406.875 | 4265 | 2639.5536 | 0.16 | 2.4 | 16 | 3 | M31
|  |  | 25 | 25 | 542.5 | 1939 | 2481.5 | 406.875 | 6034 | 3903.125 | 1.06 | 3.1 | 27 | 4 | M17
|  |  | 26 | 25 | 542.5 | 1858 | 2400.5 | 406.875 | 5782 | 3723.125 | 0.3 | 3.1 | 20 | 4 | M23
|  | NL | 27 | 25 | 542.5 | 1884 | 2426.5 | 406.875 | 5862 | 3780.2679 | 0.65 | 3.8 | 24 | 5 | M17
|  | NL | 28 | 25 | 542.5 | 1600 | 2142.5 | 406.875 | 4979 | 3149.5536 | 0.19 | 3.8 | 17 | 5 | M23
|  |  | 29 | 25 | 542.5 | 1916 | 2458.5 | 406.875 | 5962 | 3851.6964 | 0.44 | 4.4 | 21 | 6 | M17
|  | NL | 30 | 30 | 651 | 2329 | 2980 | 488.25 | 7248 | 4688.8929 | 0.81 | 2.4 | 27 | 3 | M23
|  | NL | 31 | 30 | 651 | 1610 | 2261 | 488.25 | 5011 | 3091.0357 | 0.23 | 2.4 | 18 | 3 | M31
|  |  | 32 | 30 | 651 | 2220 | 2871 | 488.25 | 6906 | 4444.6071 | 0.43 | 3.1 | 23 | 4 | M23
|  | NL | 33 | 30 | 651 | 2268 | 2919 | 488.25 | 7058 | 4553.1786 | 0.94 | 3.8 | 26 | 5 | M17
|  | NL | 34 | 30 | 651 | 1882 | 2533 | 488.25 | 5857 | 3695.3214 | 0.27 | 3.8 | 19 | 5 | M23
|  |  | 35 | 30 | 651 | 2245 | 2896 | 488.25 | 6986 | 4501.75 | 0.19 | 4.4 | 17 | 6 | M23
|  |  | 36 | 30 | 651 | 2237 | 2888 | 488.25 | 6962 | 4484.6071 | 0.64 | 4.4 | 23 | 6 | M17
|  | NL | 37 | 35 | 759.5 | 2664 | 3423.5 | 569.625 | 8289 | 5351.0893 | 1.11 | 2.4 | 29 | 3 | M23
|  | NL | 38 | 35 | 759.5 | 1870 | 2629.5 | 569.625 | 5819 | 3586.8036 | 0.31 | 2.4 | 20 | 3 | M31
|  |  | 39 | 35 | 759.5 | 2652 | 3411.5 | 569.625 | 8251 | 5323.9464 | 0.59 | 3.1 | 25 | 4 | M23 | 39
|  |  | 40 | 35 | 759.5 | 1894 | 2653.5 | 569.625 | 5893 | 3639.6607 | 0.18 | 3.1 | 18 | 4 | M31
|  | NL | 41 | 35 | 759.5 | 2153 | 2912.5 | 569.625 | 6698 | 4214.6607 | 0.36 | 3.8 | 21 | 5 | M23
|  |  | 42 | 35 | 759.5 | 2591 | 3350.5 | 569.625 | 8061 | 5188.2321 | 0.86 | 4.4 | 25 | 6 | M17
|  |  | 43 | 35 | 759.5 | 2582 | 3341.5 | 569.625 | 8033 | 5168.2321 | 0.25 | 4.4 | 19 | 6 | M23 | 43
|  | NL | 44 | 40 | 868 | 2188 | 3056 | 651 | 6807 | 4211.1429 | 0.41 | 2.4 | 22 | 3 | M31
|  |  | 45 | 40 | 868 | 3040 | 3908 | 651 | 9460 | 6106.1429 | 0.76 | 3.1 | 26 | 4 | M23
|  |  | 46 | 40 | 868 | 2127 | 2995 | 651 | 6619 | 4076.8571 | 0.24 | 3.1 | 19 | 4 | M31
|  | NL | 47 | 40 | 868 | 2484 | 3352 | 651 | 7728 | 4869 | 0.47 | 3.8 | 23 | 5 | M23
|  | NL | 48 | 40 | 868 | 1788 | 2656 | 651 | 5565 | 3324 | 0.16 | 3.8 | 17 | 5 | M31
|  |  | 49 | 40 | 868 | 2893 | 3761 | 651 | 9003 | 5779.7143 | 0.33 | 4.4 | 21 | 6 | M23 | 49
|  | NL | 50 | 45 | 976.5 | 2491 | 3467.5 | 732.375 | 7750 | 4803.3393 | 0.51 | 2.4 | 24 | 3 | M31
|  |  | 51 | 45 | 976.5 | 3404 | 4380.5 | 732.375 | 10591 | 6832.625 | 0.96 | 3.1 | 28 | 4 | M23
|  |  | 52 | 45 | 976.5 | 2361 | 3337.5 | 732.375 | 7345 | 4514.0536 | 0.3 | 3.1 | 21 | 4 | M31 | 52
|  | NL | 53 | 45 | 976.5 | 2840 | 3816.5 | 732.375 | 8837 | 5579.7679 | 0.6 | 3.8 | 25 | 5 | M23
|  | NL | 54 | 45 | 976.5 | 2005 | 2981.5 | 732.375 | 6237 | 3722.625 | 0.2 | 3.8 | 19 | 5 | M31
|  |  | 55 | 45 | 976.5 | 3214 | 4190.5 | 732.375 | 9999 | 6409.7679 | 0.41 | 4.4 | 22 | 6 | M23 | 55
|  | NL | 56 | 50 | 1085 | 2764 | 3849 | 813.75 | 8601 | 5329.8214 | 0.63 | 2.4 | 25 | 3 | M31
|  |  | 57 | 50 | 1085 | 2634 | 3719 | 813.75 | 8196 | 5040.5357 | 0.37 | 3.1 | 22 | 4 | M31 | 57
|  | NL | 58 | 50 | 1085 | 3163 | 4248 | 813.75 | 9841 | 6215.5357 | 0.74 | 3.8 | 26 | 5 | M23
|  | NL | 59 | 50 | 1085 | 2194 | 3279 | 813.75 | 6825 | 4061.25 | 0.24 | 3.8 | 20 | 5 | M31
|  |  | 60 | 50 | 1085 | 3623 | 4708 | 813.75 | 11273 | 7238.3929 | 0.51 | 4.4 | 24 | 6 | M23 | 60
|  |  | 61 | 50 | 1085 | 2664 | 3749 | 813.75 | 8290 | 5107.6786 | 0.18 | 4.4 | 18 | 6 | M31 | 61
|  | NL | 62 | 55 | 1193.5 | 3016 | 4209.5 | 895.125 | 9383 | 5807.0179 | 0.77 | 2.4 | 26 | 3 | M31
|  |  | 63 | 55 | 1193.5 | 2942 | 4135.5 | 895.125 | 9153 | 5642.7321 | 0.44 | 3.1 | 23 | 4 | M31 | 63
|  | NL | 64 | 55 | 1193.5 | 3465 | 4658.5 | 895.125 | 10781 | 6805.5893 | 0.89 | 3.8 | 27 | 5 | M23
|  | NL | 65 | 55 | 1193.5 | 2383 | 3576.5 | 895.125 | 7413 | 4399.875 | 0.29 | 3.8 | 21 | 5 | M31
|  |  | 66 | 55 | 1193.5 | 4033 | 5226.5 | 895.125 | 12548 | 8067.7321 | 0.61 | 4.4 | 25 | 6 | M23 | 66
|  |  | 67 | 55 | 1193.5 | 2916 | 4109.5 | 895.125 | 9073 | 5585.5893 | 0.21 | 4.4 | 20 | 6 | M31 | 67
|  | NL | 68 | 60 | 1302 | 3234 | 4536 | 976.5 | 10063 | 6211.3571 | 0.91 | 2.4 | 27 | 3 | M31
|  |  | 69 | 60 | 1302 | 3250 | 4552 | 976.5 | 10111 | 6245.6429 | 0.53 | 3.1 | 25 | 4 | M31 | 69
|  | NL | 70 | 60 | 1302 | 3710 | 5012 | 976.5 | 11544 | 7269.2143 | 1.06 | 3.8 | 28 | 5 | M23
|  | NL | 71 | 60 | 1302 | 2572 | 3874 | 976.5 | 8001 | 4738.5 | 0.35 | 3.8 | 22 | 5 | M31
|  |  | 72 | 60 | 1302 | 4407 | 5709 | 976.5 | 13713 | 8818.5 | 0.73 | 4.4 | 26 | 6 | M23
|  |  | 73 | 60 | 1302 | 3138 | 4440 | 976.5 | 9763 | 5997.0714 | 0.25 | 4.4 | 21 | 6 | M31 | 73
|  | NL | 74 | 65 | 1410.5 | 3447 | 4857.5 | 1057.875 | 10726 | 6603.5536 | 1.07 | 2.4 | 28 | 3 | M31
|  |  | 75 | 65 | 1410.5 | 3520 | 4930.5 | 1057.875 | 10953 | 6765.6964 | 0.62 | 3.1 | 26 | 4 | M31 | 75
|  | NL | 76 | 65 | 1410.5 | 2811 | 4221.5 | 1057.875 | 8747 | 5189.9821 | 0.41 | 3.8 | 24 | 5 | M31
|  |  | 77 | 65 | 1410.5 | 4752 | 6162.5 | 1057.875 | 14784 | 9502.125 | 0.85 | 4.4 | 27 | 6 | M23
|  |  | 78 | 65 | 1410.5 | 3360 | 4770.5 | 1057.875 | 10453 | 6408.5536 | 0.3 | 4.4 | 22 | 6 | M31 | 78
|  |  | 79 | 70 | 1519 | 3783 | 5302 | 1139.25 | 11771 | 7268.6071 | 0.72 | 3.1 | 27 | 4 | M31
|  | NL | 80 | 70 | 1519 | 3060 | 4579 | 1139.25 | 9522 | 5662.1786 | 0.47 | 3.8 | 24 | 5 | M31
|  |  | 81 | 70 | 1519 | 5096 | 6615 | 1139.25 | 15856 | 10186.4643 | 0.99 | 4.4 | 28 | 6 | M23
|  |  | 82 | 70 | 1519 | 3582 | 5101 | 1139.25 | 11144 | 6820.75 | 0.34 | 4.4 | 23 | 6 | M31 | 82
|  |  | 83 | 75 | 1627.5 | 4039 | 5666.5 | 1220.625 | 12568 | 7756.5179 | 0.79 | 3.1 | 27 | 4 | M31
|  | NL | 84 | 75 | 1627.5 | 3310 | 4937.5 | 1220.625 | 10298 | 6135.0893 | 0.52 | 3.8 | 25 | 5 | M31
|  |  | 85 | 75 | 1627.5 | 5317 | 6944.5 | 1220.625 | 16542 | 10595.0893 | 1.11 | 4.4 | 29 | 6 | M23
|  |  | 86 | 75 | 1627.5 | 3814 | 5441.5 | 1220.625 | 11865 | 7254.375 | 0.37 | 4.4 | 23 | 6 | M31 | 86
|  |  | 87 | 80 | 1736 | 4248 | 5984 | 1302 | 13217 | 8138.7143 | 0.9 | 3.1 | 28 | 4 | M31
|  | NL | 88 | 80 | 1736 | 3545 | 5281 | 1302 | 11030 | 6576.5714 | 0.59 | 3.8 | 26 | 5 | M31
|  |  | 89 | 80 | 1736 | 4105 | 5841 | 1302 | 12773 | 7821.5714 | 0.42 | 4.4 | 24 | 6 | M31 | 89
|  |  | 90 | 85 | 1844.5 | 4457 | 6301.5 | 1383.375 | 13867 | 8521.625 | 1.02 | 3.1 | 29 | 4 | M31
|  | NL | 91 | 85 | 1844.5 | 3756 | 5600.5 | 1383.375 | 11687 | 6964.4821 | 0.66 | 3.8 | 27 | 5 | M31
|  |  | 92 | 85 | 1844.5 | 4397 | 6241.5 | 1383.375 | 13680 | 8388.0536 | 0.47 | 4.4 | 25 | 6 | M31 | 92
|  | NL | 93 | 90 | 1953 | 3968 | 5921 | 1464.75 | 12345 | 7353.1071 | 0.74 | 3.8 | 27 | 5 | M31
|  |  | 94 | 90 | 1953 | 4689 | 6642 | 1464.75 | 14588 | 8955.25 | 0.52 | 4.4 | 26 | 6 | M31 | 94
|  | NL | 95 | 95 | 2061.5 | 4179 | 6240.5 | 1546.125 | 13002 | 7741.0179 | 0.82 | 3.8 | 28 | 5 | M31
|  |  | 96 | 95 | 2061.5 | 4980 | 7041.5 | 1546.125 | 15495 | 9521.7321 | 0.58 | 4.4 | 26 | 6 | M31 | 96
|  | NL | 97 | 100 | 2170 | 4324 | 6494 | 1627.5 | 13453 | 7981.7857 | 0.91 | 3.8 | 29 | 5 | M31
|  |  | 98 | 100 | 2170 | 5230 | 7400 | 1627.5 | 16272 | 9995.3571 | 0.65 | 4.4 | 27 | 6 | M31 | 98
|  | NL | 99 | 105 | 2278.5 | 4461 | 6739.5 | 1708.875 | 13878 | 8203.9821 | 1.01 | 3.8 | 29 | 5 | M31
|  |  | 100 | 105 | 2278.5 | 5475 | 7753.5 | 1708.875 | 17035 | 10458.9821 | 0.71 | 4.4 | 28 | 6 | M31 | 100
|  | NL | 101 | 110 | 2387 | 4597 | 6984 | 1790.25 | 14304 | 8426.8929 | 1.1 | 3.8 | 30 | 5 | M31
|  |  | 102 | 110 | 2387 | 5721 | 8108 | 1790.25 | 17798 | 10922.6071 | 0.78 | 4.4 | 28 | 6 | M31
|  |  | 103 | 115 | 2495.5 | 5966 | 8461.5 | 1871.625 | 18561 | 11386.2321 | 0.83 | 4.4 | 29 | 6 | M31
|  |  | 104 | 120 | 2604 | 6153 | 8757 | 1953 | 19143 | 11720.5714 | 0.9 | 4.4 | 29 | 6 | M31
|  |  | 105 | 125 | 2712.5 | 6309 | 9021.5 | 2034.375 | 19629 | 11986.3393 | 0.98 | 4.4 | 30 | 6 | M31
|  |  | 106 | 130 | 2821 | 6465 | 9286 | 2115.75 | 20116 | 12252.8214 | 1.06 | 4.4 | 30 | 6 | M31
|  |  | 1 | 5 | 108.5 | 467 | 575.5 | 81.375 | 1958 | 1317.1964 | 0.2 | 1.7 | 15 | 2 | M17
|  |  | 2 | 5 | 108.5 | 580 | 688.5 | 81.375 | 2429 | 1653.625 | 0.48 | 1.7 | 15 | 2 | M13
|  | NL | 3 | 5 | 108.5 | 602 | 710.5 | 81.375 | 2522 | 1720.0536 | 0.19 | 2.4 | 15 | 3 | M13
|  |  | 4 | 10 | 217 | 771 | 988 | 162.75 | 3227 | 2142.25 | 0.21 | 1.7 | 15 | 2 | M23
|  |  | 5 | 10 | 217 | 872 | 1089 | 162.75 | 3652 | 2445.8214 | 0.8 | 1.7 | 18 | 2 | M17
|  | NL | 6 | 10 | 217 | 920 | 1137 | 162.75 | 3853 | 2589.3929 | 0.31 | 2.4 | 15 | 3 | M17
|  | NL | 7 | 10 | 217 | 1135 | 1352 | 162.75 | 4752 | 3231.5357 | 0.75 | 2.4 | 19 | 3 | M13
|  |  | 8 | 10 | 217 | 936 | 1153 | 162.75 | 3919 | 2636.5357 | 0.17 | 3.1 | 15 | 4 | M17
|  |  | 9 | 10 | 217 | 1164 | 1381 | 162.75 | 4872 | 3317.25 | 0.39 | 3.1 | 16 | 4 | M13
|  |  | 10 | 10 | 217 | 1016 | 1233 | 162.75 | 4253 | 2875.1071 | 0.18 | 4.4 | 15 | 6 | M13
|  |  | 11 | 15 | 325.5 | 858 | 1183.5 | 244.125 | 3593 | 2322.3036 | 0.17 | 1.7 | 15 | 2 | M31
|  |  | 12 | 15 | 325.5 | 1095 | 1420.5 | 244.125 | 4584 | 3030.1607 | 0.46 | 1.7 | 15 | 2 | M23
|  | NL | 13 | 15 | 325.5 | 1163 | 1488.5 | 244.125 | 4870 | 3234.4464 | 0.18 | 2.4 | 15 | 3 | M23
|  | NL | 14 | 15 | 325.5 | 1317 | 1642.5 | 244.125 | 5514 | 3694.4464 | 0.7 | 2.4 | 19 | 3 | M17
|  |  | 15 | 15 | 325.5 | 1353 | 1678.5 | 244.125 | 5663 | 3800.875 | 0.37 | 3.1 | 16 | 4 | M17
|  |  | 16 | 15 | 325.5 | 1187 | 1512.5 | 244.125 | 4969 | 3305.1607 | 0.17 | 4.4 | 15 | 6 | M17
|  |  | 17 | 15 | 325.5 | 1472 | 1797.5 | 244.125 | 6163 | 4158.0179 | 0.4 | 4.4 | 19 | 6 | M13
|  |  | 18 | 20 | 434 | 1105 | 1539 | 325.5 | 4626 | 2978.7857 | 0.29 | 1.7 | 16 | 2 | M31
|  | NL | 19 | 20 | 434 | 1493 | 1927 | 325.5 | 6249 | 4138.0714 | 0.31 | 2.4 | 15 | 3 | M23
|  |  | 20 | 20 | 434 | 1536 | 1970 | 325.5 | 6431 | 4268.0714 | 0.17 | 3.1 | 15 | 4 | M23
|  |  | 21 | 20 | 434 | 1738 | 2172 | 325.5 | 7276 | 4871.6429 | 0.65 | 3.1 | 20 | 4 | M17
|  |  | 22 | 20 | 434 | 1548 | 1982 | 325.5 | 6481 | 4303.7857 | 0.3 | 4.4 | 17 | 6 | M17
|  |  | 23 | 20 | 434 | 1886 | 2320 | 325.5 | 7895 | 5313.7857 | 0.71 | 4.4 | 23 | 6 | M13
|  |  | 24 | 25 | 542.5 | 1324 | 1866.5 | 406.875 | 5544 | 3553.125 | 0.46 | 1.7 | 19 | 2 | M31
|  | NL | 25 | 25 | 542.5 | 1420 | 1962.5 | 406.875 | 5943 | 3838.125 | 0.18 | 2.4 | 15 | 3 | M31
|  | NL | 26 | 25 | 542.5 | 1795 | 2337.5 | 406.875 | 7515 | 4960.9821 | 0.49 | 2.4 | 17 | 3 | M23
|  |  | 27 | 25 | 542.5 | 1861 | 2403.5 | 406.875 | 7792 | 5158.8393 | 0.26 | 3.1 | 15 | 4 | M23
|  |  | 28 | 25 | 542.5 | 1657 | 2199.5 | 406.875 | 6936 | 4547.4107 | 0.12 | 4.4 | 15 | 6 | M23
|  |  | 29 | 25 | 542.5 | 1869 | 2411.5 | 406.875 | 7825 | 5182.4107 | 0.46 | 4.4 | 20 | 6 | M17
|  |  | 30 | 30 | 651 | 1533 | 2184 | 488.25 | 6419 | 4096.75 | 0.66 | 1.7 | 22 | 2 | M31
|  | NL | 31 | 30 | 651 | 1660 | 2311 | 488.25 | 6947 | 4473.8929 | 0.26 | 2.4 | 17 | 3 | M31
|  | NL | 32 | 30 | 651 | 2075 | 2726 | 488.25 | 8685 | 5715.3214 | 0.7 | 2.4 | 19 | 3 | M23
|  |  | 33 | 30 | 651 | 1714 | 2365 | 488.25 | 7175 | 4636.75 | 0.14 | 3.1 | 15 | 4 | M31
|  |  | 34 | 30 | 651 | 2170 | 2821 | 488.25 | 9081 | 5998.1786 | 0.38 | 3.1 | 16 | 4 | M23
|  |  | 35 | 30 | 651 | 1933 | 2584 | 488.25 | 8092 | 5291.75 | 0.18 | 4.4 | 15 | 6 | M23
|  |  | 36 | 30 | 651 | 2202 | 2853 | 488.25 | 9216 | 6094.6071 | 0.67 | 4.4 | 23 | 6 | M17
|  |  | 37 | 35 | 759.5 | 1734 | 2493.5 | 569.625 | 7260 | 4616.0893 | 0.89 | 1.7 | 23 | 2 | M31
|  | NL | 38 | 35 | 759.5 | 1885 | 2644.5 | 569.625 | 7891 | 5066.8036 | 0.35 | 2.4 | 19 | 3 | M31
|  |  | 39 | 35 | 759.5 | 1953 | 2712.5 | 569.625 | 8176 | 5270.375 | 0.19 | 3.1 | 16 | 4 | M31
|  |  | 40 | 35 | 759.5 | 2462 | 3221.5 | 569.625 | 10304 | 6790.375 | 0.51 | 3.1 | 18 | 4 | M23 | 40
|  |  | 41 | 35 | 759.5 | 2219 | 2978.5 | 569.625 | 9287 | 6063.9464 | 0.24 | 4.4 | 16 | 6 | M23
|  |  | 42 | 35 | 759.5 | 2555 | 3314.5 | 569.625 | 10695 | 7069.6607 | 0.9 | 4.4 | 25 | 6 | M17
|  |  | 43 | 40 | 868 | 1916 | 2784 | 651 | 8021 | 5078.2857 | 1.16 | 1.7 | 25 | 2 | M31
|  | NL | 44 | 40 | 868 | 2095 | 2963 | 651 | 8767 | 5611.1429 | 0.45 | 2.4 | 21 | 3 | M31
|  |  | 45 | 40 | 868 | 2188 | 3056 | 651 | 9159 | 5891.1429 | 0.24 | 3.1 | 18 | 4 | M31 | 45
|  |  | 46 | 40 | 868 | 2739 | 3607 | 651 | 11465 | 7538.2857 | 0.66 | 3.1 | 20 | 4 | M23 | 46
|  |  | 47 | 40 | 868 | 2524 | 3392 | 651 | 10563 | 6894 | 0.31 | 4.4 | 18 | 6 | M23 | 47
|  | NL | 48 | 45 | 976.5 | 2304 | 3280.5 | 732.375 | 9643 | 6155.4821 | 0.57 | 2.4 | 22 | 3 | M31
|  |  | 49 | 45 | 976.5 | 2411 | 3387.5 | 732.375 | 10093 | 6476.9107 | 0.31 | 3.1 | 19 | 4 | M31 | 49
|  |  | 50 | 45 | 976.5 | 3002 | 3978.5 | 732.375 | 12563 | 8241.1964 | 0.84 | 3.1 | 21 | 4 | M23
|  |  | 51 | 45 | 976.5 | 2153 | 3129.5 | 732.375 | 9011 | 5704.0536 | 0.15 | 4.4 | 18 | 6 | M31 | 51
|  |  | 52 | 45 | 976.5 | 2839 | 3815.5 | 732.375 | 11881 | 7754.0536 | 0.39 | 4.4 | 19 | 6 | M23 | 52
|  | NL | 53 | 50 | 1085 | 2501 | 3586 | 813.75 | 10470 | 6664.8214 | 0.7 | 2.4 | 23 | 3 | M31
|  |  | 54 | 50 | 1085 | 2626 | 3711 | 813.75 | 10993 | 7038.3929 | 0.38 | 3.1 | 21 | 4 | M31 | 54
|  |  | 55 | 50 | 1085 | 2372 | 3457 | 813.75 | 9928 | 6277.6786 | 0.18 | 4.4 | 19 | 6 | M31 | 55
|  |  | 56 | 50 | 1085 | 3167 | 4252 | 813.75 | 13257 | 8655.5357 | 0.48 | 4.4 | 21 | 6 | M23 | 56
|  | NL | 57 | 55 | 1193.5 | 2692 | 3885.5 | 895.125 | 11266 | 7152.0179 | 0.85 | 2.4 | 25 | 3 | M31
|  |  | 58 | 55 | 1193.5 | 2835 | 4028.5 | 895.125 | 11867 | 7581.3036 | 0.46 | 3.1 | 22 | 4 | M31 | 58
|  |  | 59 | 55 | 1193.5 | 2600 | 3793.5 | 895.125 | 10884 | 6879.1607 | 0.22 | 4.4 | 20 | 6 | M31 | 59
|  |  | 60 | 55 | 1193.5 | 3455 | 4648.5 | 895.125 | 14460 | 9433.4464 | 0.58 | 4.4 | 22 | 6 | M23 | 60
|  | NL | 61 | 60 | 1302 | 2875 | 4177 | 976.5 | 12034 | 7619.2143 | 1.01 | 2.4 | 26 | 3 | M31
|  |  | 62 | 60 | 1302 | 3034 | 4336 | 976.5 | 12698 | 8093.5 | 0.54 | 3.1 | 23 | 4 | M31 | 62
|  |  | 63 | 60 | 1302 | 2828 | 4130 | 976.5 | 11839 | 7479.9286 | 0.26 | 4.4 | 21 | 6 | M31 | 63
|  |  | 64 | 60 | 1302 | 3702 | 5004 | 976.5 | 15493 | 10089.9286 | 0.69 | 4.4 | 23 | 6 | M23 | 64
|  |  | 65 | 65 | 1410.5 | 3229 | 4639.5 | 1057.875 | 13515 | 8595.6964 | 0.64 | 3.1 | 24 | 4 | M31 | 65
|  |  | 66 | 65 | 1410.5 | 3073 | 4483.5 | 1057.875 | 12860 | 8127.8393 | 0.3 | 4.4 | 22 | 6 | M31 | 66
|  |  | 67 | 65 | 1410.5 | 3936 | 5346.5 | 1057.875 | 16472 | 10707.8393 | 0.8 | 4.4 | 24 | 6 | M23
|  |  | 68 | 70 | 1519 | 3416 | 4935 | 1139.25 | 14296 | 9072.1786 | 0.74 | 3.1 | 25 | 4 | M31
|  |  | 69 | 70 | 1519 | 3319 | 4838 | 1139.25 | 13891 | 8782.8929 | 0.35 | 4.4 | 23 | 6 | M31 | 69
|  |  | 70 | 70 | 1519 | 4161 | 5680 | 1139.25 | 17415 | 11300.0357 | 0.93 | 4.4 | 25 | 6 | M23
|  |  | 71 | 75 | 1627.5 | 3598 | 5225.5 | 1220.625 | 15057 | 9534.375 | 0.84 | 3.1 | 26 | 4 | M31
|  |  | 72 | 75 | 1627.5 | 3554 | 5181.5 | 1220.625 | 14874 | 9403.6607 | 0.39 | 4.4 | 24 | 6 | M31 | 72
|  |  | 73 | 80 | 1736 | 3772 | 5508 | 1302 | 15789 | 9975.8571 | 0.95 | 3.1 | 27 | 4 | M31
|  |  | 74 | 80 | 1736 | 3738 | 5474 | 1302 | 15647 | 9874.4286 | 0.44 | 4.4 | 25 | 6 | M31 | 74
|  |  | 75 | 85 | 1844.5 | 3942 | 5786.5 | 1383.375 | 16499 | 10401.625 | 1.07 | 3.1 | 27 | 4 | M31
|  |  | 76 | 85 | 1844.5 | 3923 | 5767.5 | 1383.375 | 16420 | 10345.1964 | 0.5 | 4.4 | 25 | 6 | M31 | 76
|  |  | 77 | 90 | 1953 | 4100 | 6053 | 1464.75 | 17160 | 10792.3929 | 0.56 | 4.4 | 26 | 6 | M31 | 77
|  |  | 78 | 95 | 2061.5 | 4269 | 6330.5 | 1546.125 | 17866 | 11215.3036 | 0.62 | 4.4 | 27 | 6 | M31 | 78
|  |  | 79 | 100 | 2170 | 4437 | 6607 | 1627.5 | 18572 | 11638.2143 | 0.69 | 4.4 | 27 | 6 | M31 | 79
|  |  | 80 | 105 | 2278.5 | 4597 | 6875.5 | 1708.875 | 19239 | 12033.2679 | 0.76 | 4.4 | 28 | 6 | M31
|  |  | 81 | 110 | 2387 | 4754 | 7141 | 1790.25 | 19897 | 12421.8929 | 0.83 | 4.4 | 29 | 6 | M31
|  |  | 82 | 115 | 2495.5 | 4910 | 7405.5 | 1871.625 | 20551 | 12807.6607 | 0.89 | 4.4 | 29 | 6 | M31
|  |  | 83 | 120 | 2604 | 5058 | 7662 | 1953 | 21169 | 13167.7143 | 0.97 | 4.4 | 29 | 6 | M31
|  |  | 84 | 125 | 2712.5 | 5206 | 7918.5 | 2034.375 | 21787 | 13527.7679 | 1.05 | 4.4 | 30 | 6 | M31
|  |  | 1 | 5 | 108.5 | 450 | 558.5 | 81.375 | 1364 | 892.9107 | 0.2 | 9.8 | 15 | 2 | M17
|  |  | 2 | 5 | 108.5 | 558 | 666.5 | 81.375 | 1693 | 1127.9107 | 0.48 | 9.8 | 15 | 2 | M13
|  | NL | 3 | 5 | 108.5 | 579 | 687.5 | 81.375 | 1757 | 1173.625 | 0.19 | 1.8 | 15 | 3 | M13
|  |  | 4 | 10 | 217 | 742 | 959 | 162.75 | 2249 | 1443.6786 | 0.21 | 9.8 | 15 | 2 | M23
|  |  | 5 | 10 | 217 | 839 | 1056 | 162.75 | 2545 | 1655.1071 | 0.8 | 9.8 | 18 | 2 | M17
|  | NL | 6 | 10 | 217 | 885 | 1102 | 162.75 | 2685 | 1755.1071 | 0.31 | 1.8 | 15 | 3 | M17
|  | NL | 7 | 10 | 217 | 1092 | 1309 | 162.75 | 3311 | 2202.25 | 0.75 | 1.8 | 19 | 3 | M13
|  |  | 8 | 10 | 217 | 901 | 1118 | 162.75 | 2731 | 1787.9643 | 0.17 | 2.3 | 15 | 4 | M17
|  |  | 9 | 10 | 217 | 1120 | 1337 | 162.75 | 3395 | 2262.25 | 0.39 | 2.3 | 16 | 4 | M13
|  |  | 10 | 10 | 217 | 978 | 1195 | 162.75 | 2964 | 1954.3929 | 0.18 | 3.4 | 15 | 6 | M13
|  |  | 11 | 15 | 325.5 | 826 | 1151.5 | 244.125 | 2504 | 1544.4464 | 0.17 | 9.8 | 15 | 2 | M31
|  |  | 12 | 15 | 325.5 | 1054 | 1379.5 | 244.125 | 3195 | 2038.0179 | 0.46 | 9.8 | 15 | 2 | M23
|  | NL | 13 | 15 | 325.5 | 1119 | 1444.5 | 244.125 | 3394 | 2180.1607 | 0.18 | 1.8 | 15 | 3 | M23
|  | NL | 14 | 15 | 325.5 | 1268 | 1593.5 | 244.125 | 3843 | 2500.875 | 0.7 | 1.8 | 19 | 3 | M17
|  |  | 15 | 15 | 325.5 | 1302 | 1627.5 | 244.125 | 3947 | 2575.1607 | 0.37 | 2.3 | 16 | 4 | M17
|  |  | 16 | 15 | 325.5 | 1142 | 1467.5 | 244.125 | 3463 | 2229.4464 | 0.17 | 3.4 | 15 | 6 | M17
|  |  | 17 | 15 | 325.5 | 1417 | 1742.5 | 244.125 | 4295 | 2823.7321 | 0.4 | 3.4 | 19 | 6 | M13
|  |  | 18 | 20 | 434 | 1063 | 1497 | 325.5 | 3224 | 1977.3571 | 0.29 | 9.8 | 16 | 2 | M31
|  | NL | 19 | 20 | 434 | 1436 | 1870 | 325.5 | 4355 | 2785.2143 | 0.31 | 1.8 | 15 | 3 | M23
|  |  | 20 | 20 | 434 | 1478 | 1912 | 325.5 | 4482 | 2875.9286 | 0.17 | 2.3 | 15 | 4 | M23
|  |  | 21 | 20 | 434 | 1673 | 2107 | 325.5 | 5071 | 3296.6429 | 0.65 | 2.3 | 20 | 4 | M17
|  |  | 22 | 20 | 434 | 1490 | 1924 | 325.5 | 4517 | 2900.9286 | 0.3 | 3.4 | 17 | 6 | M17
|  |  | 23 | 20 | 434 | 1815 | 2249 | 325.5 | 5502 | 3604.5 | 0.71 | 3.4 | 23 | 6 | M13
|  |  | 24 | 25 | 542.5 | 1274 | 1816.5 | 406.875 | 3863 | 2352.4107 | 0.46 | 9.8 | 19 | 2 | M31
|  | NL | 25 | 25 | 542.5 | 1366 | 1908.5 | 406.875 | 4142 | 2551.6964 | 0.18 | 1.8 | 15 | 3 | M31
|  | NL | 26 | 25 | 542.5 | 1728 | 2270.5 | 406.875 | 5237 | 3333.8393 | 0.49 | 1.8 | 17 | 3 | M23
|  |  | 27 | 25 | 542.5 | 1791 | 2333.5 | 406.875 | 5430 | 3471.6964 | 0.26 | 2.3 | 15 | 4 | M23
|  |  | 28 | 25 | 542.5 | 1594 | 2136.5 | 406.875 | 4834 | 3045.9821 | 0.12 | 3.4 | 15 | 6 | M23
|  |  | 29 | 25 | 542.5 | 1799 | 2341.5 | 406.875 | 5453 | 3488.125 | 0.46 | 3.4 | 20 | 6 | M17
|  |  | 30 | 30 | 651 | 1475 | 2126 | 488.25 | 4473 | 2706.75 | 0.66 | 9.8 | 22 | 2 | M31
|  | NL | 31 | 30 | 651 | 1597 | 2248 | 488.25 | 4841 | 2969.6071 | 0.26 | 1.8 | 17 | 3 | M31
|  | NL | 32 | 30 | 651 | 1997 | 2648 | 488.25 | 6053 | 3835.3214 | 0.7 | 1.8 | 19 | 3 | M23
|  |  | 33 | 30 | 651 | 1649 | 2300 | 488.25 | 5001 | 3083.8929 | 0.14 | 2.3 | 15 | 4 | M31
|  |  | 34 | 30 | 651 | 2088 | 2739 | 488.25 | 6329 | 4032.4643 | 0.38 | 2.3 | 16 | 4 | M23
|  |  | 35 | 30 | 651 | 1860 | 2511 | 488.25 | 5640 | 3540.3214 | 0.18 | 3.4 | 15 | 6 | M23
|  |  | 36 | 30 | 651 | 2119 | 2770 | 488.25 | 6423 | 4099.6071 | 0.67 | 3.4 | 23 | 6 | M17
|  |  | 37 | 35 | 759.5 | 1669 | 2428.5 | 569.625 | 5060 | 3044.6607 | 0.89 | 9.8 | 23 | 2 | M31
|  | NL | 38 | 35 | 759.5 | 1814 | 2573.5 | 569.625 | 5500 | 3358.9464 | 0.35 | 1.8 | 19 | 3 | M31
|  |  | 39 | 35 | 759.5 | 1880 | 2639.5 | 569.625 | 5698 | 3500.375 | 0.19 | 2.3 | 16 | 4 | M31
|  |  | 40 | 35 | 759.5 | 2369 | 3128.5 | 569.625 | 7181 | 4559.6607 | 0.51 | 2.3 | 18 | 4 | M23 | 40
|  |  | 41 | 35 | 759.5 | 2135 | 2894.5 | 569.625 | 6473 | 4053.9464 | 0.24 | 3.4 | 16 | 6 | M23
|  |  | 42 | 35 | 759.5 | 2459 | 3218.5 | 569.625 | 7453 | 4753.9464 | 0.9 | 3.4 | 25 | 6 | M17
|  |  | 43 | 40 | 868 | 1844 | 2712 | 651 | 5590 | 3341.8571 | 1.16 | 9.8 | 25 | 2 | M31
|  | NL | 44 | 40 | 868 | 2015 | 2883 | 651 | 6110 | 3713.2857 | 0.45 | 1.8 | 21 | 3 | M31
|  |  | 45 | 40 | 868 | 2105 | 2973 | 651 | 6383 | 3908.2857 | 0.24 | 2.3 | 18 | 4 | M31
|  |  | 46 | 40 | 868 | 2636 | 3504 | 651 | 7990 | 5056.1429 | 0.66 | 2.3 | 20 | 4 | M23 | 46
|  |  | 47 | 40 | 868 | 2428 | 3296 | 651 | 7362 | 4607.5714 | 0.31 | 3.4 | 18 | 6 | M23 | 47
|  | NL | 48 | 45 | 976.5 | 2217 | 3193.5 | 732.375 | 6721 | 4068.3393 | 0.57 | 1.8 | 22 | 3 | M31
|  |  | 49 | 45 | 976.5 | 2320 | 3296.5 | 732.375 | 7034 | 4291.9107 | 0.31 | 2.3 | 19 | 4 | M31 | 49
|  |  | 50 | 45 | 976.5 | 2888 | 3864.5 | 732.375 | 8755 | 5521.1964 | 0.84 | 2.3 | 21 | 4 | M23
|  |  | 51 | 45 | 976.5 | 2072 | 3048.5 | 732.375 | 6280 | 3753.3393 | 0.15 | 3.4 | 18 | 6 | M31 | 51
|  |  | 52 | 45 | 976.5 | 2731 | 3707.5 | 732.375 | 8280 | 5181.9107 | 0.39 | 3.4 | 19 | 6 | M23 | 52
|  | NL | 53 | 50 | 1085 | 2407 | 3492 | 813.75 | 7297 | 4398.3929 | 0.7 | 1.8 | 23 | 3 | M31
|  |  | 54 | 50 | 1085 | 2527 | 3612 | 813.75 | 7661 | 4658.3929 | 0.38 | 2.3 | 21 | 4 | M31 | 54
|  |  | 55 | 50 | 1085 | 2282 | 3367 | 813.75 | 6919 | 4128.3929 | 0.18 | 3.4 | 19 | 6 | M31 | 55
|  |  | 56 | 50 | 1085 | 3048 | 4133 | 813.75 | 9239 | 5785.5357 | 0.48 | 3.4 | 21 | 6 | M23 | 56
|  | NL | 57 | 55 | 1193.5 | 2590 | 3783.5 | 895.125 | 7851 | 4712.7321 | 0.85 | 1.8 | 25 | 3 | M31
|  |  | 58 | 55 | 1193.5 | 2728 | 3921.5 | 895.125 | 8271 | 5012.7321 | 0.46 | 2.3 | 22 | 4 | M31 | 58
|  |  | 59 | 55 | 1193.5 | 2502 | 3695.5 | 895.125 | 7585 | 4522.7321 | 0.22 | 3.4 | 20 | 6 | M31 | 59
|  |  | 60 | 55 | 1193.5 | 3324 | 4517.5 | 895.125 | 10078 | 6303.4464 | 0.58 | 3.4 | 22 | 6 | M23 | 60
|  | NL | 61 | 60 | 1302 | 2767 | 4069 | 976.5 | 8387 | 5014.2143 | 1.01 | 1.8 | 26 | 3 | M31
|  |  | 62 | 60 | 1302 | 2919 | 4221 | 976.5 | 8849 | 5344.2143 | 0.54 | 2.3 | 23 | 4 | M31 | 62
|  |  | 63 | 60 | 1302 | 2722 | 4024 | 976.5 | 8251 | 4917.0714 | 0.26 | 3.4 | 21 | 6 | M31 | 63
|  |  | 64 | 60 | 1302 | 3562 | 4864 | 976.5 | 10797 | 6735.6429 | 0.69 | 3.4 | 23 | 6 | M23 | 64
|  |  | 65 | 65 | 1410.5 | 3107 | 4517.5 | 1057.875 | 9419 | 5669.9821 | 0.64 | 2.3 | 24 | 4 | M31 | 65
|  |  | 66 | 65 | 1410.5 | 2956 | 4366.5 | 1057.875 | 8962 | 5343.5536 | 0.3 | 3.4 | 22 | 6 | M31 | 66
|  |  | 67 | 65 | 1410.5 | 3787 | 5197.5 | 1057.875 | 11480 | 7142.125 | 0.8 | 3.4 | 24 | 6 | M23
|  |  | 68 | 70 | 1519 | 3287 | 4806 | 1139.25 | 9963 | 5977.1786 | 0.74 | 2.3 | 25 | 4 | M31
|  |  | 69 | 70 | 1519 | 3193 | 4712 | 1139.25 | 9681 | 5775.75 | 0.35 | 3.4 | 23 | 6 | M31 | 69
|  |  | 70 | 70 | 1519 | 4004 | 5523 | 1139.25 | 12137 | 7530.0357 | 0.93 | 3.4 | 25 | 6 | M23
|  |  | 71 | 75 | 1627.5 | 3462 | 5089.5 | 1220.625 | 10494 | 6275.0893 | 0.84 | 2.3 | 26 | 4 | M31
|  |  | 72 | 75 | 1627.5 | 3420 | 5047.5 | 1220.625 | 10366 | 6183.6607 | 0.39 | 3.4 | 24 | 6 | M31 | 72
|  |  | 73 | 80 | 1736 | 3630 | 5366 | 1302 | 11003 | 6557.2857 | 0.95 | 2.3 | 27 | 4 | M31
|  |  | 74 | 80 | 1736 | 3597 | 5333 | 1302 | 10905 | 6487.2857 | 0.44 | 3.4 | 25 | 6 | M31 | 74
|  |  | 75 | 85 | 1844.5 | 3793 | 5637.5 | 1383.375 | 11498 | 6829.4821 | 1.07 | 2.3 | 27 | 4 | M31
|  |  | 76 | 85 | 1844.5 | 3775 | 5619.5 | 1383.375 | 11444 | 6790.9107 | 0.5 | 3.4 | 25 | 6 | M31 | 76
|  |  | 77 | 90 | 1953 | 3945 | 5898 | 1464.75 | 11959 | 7077.3929 | 0.56 | 3.4 | 26 | 6 | M31 | 77
|  |  | 78 | 95 | 2061.5 | 4108 | 6169.5 | 1546.125 | 12451 | 7347.4464 | 0.62 | 3.4 | 27 | 6 | M31 | 78
|  |  | 79 | 100 | 2170 | 4270 | 6440 | 1627.5 | 12943 | 7617.5 | 0.69 | 3.4 | 27 | 6 | M31 | 79
|  |  | 80 | 105 | 2278.5 | 4423 | 6701.5 | 1708.875 | 13408 | 7868.2679 | 0.76 | 3.4 | 28 | 6 | M31
|  |  | 81 | 110 | 2387 | 4574 | 6961 | 1790.25 | 13867 | 8114.75 | 0.83 | 3.4 | 29 | 6 | M31
|  |  | 82 | 115 | 2495.5 | 4725 | 7220.5 | 1871.625 | 14322 | 8358.375 | 0.89 | 3.4 | 29 | 6 | M31
|  |  | 83 | 120 | 2604 | 4867 | 7471 | 1953 | 14753 | 8584.8571 | 0.97 | 3.4 | 29 | 6 | M31
|  |  | 84 | 125 | 2712.5 | 5009 | 7721.5 | 2034.375 | 15184 | 8811.3393 | 1.05 | 3.4 | 30 | 6 | M31
|  | NL | 1 | 5 | 108.5 | 327 | 435.5 | 81.375 | 1273 | 827.9107 | 0.3 | 4.9 | 21 | 3 | M13
|  | NL | 2 | 10 | 217 | 562 | 779 | 162.75 | 2187 | 1399.3929 | 0.43 | 4.9 | 22 | 3 | M17
|  |  | 3 | 10 | 217 | 578 | 795 | 162.75 | 2248 | 1442.9643 | 0.21 | 5 | 16 | 4 | M17
|  |  | 4 | 10 | 217 | 623 | 840 | 162.75 | 2423 | 1567.9643 | 0.55 | 5 | 24 | 4 | M13
|  | NL | 5 | 10 | 217 | 631 | 848 | 162.75 | 2456 | 1591.5357 | 0.32 | 4.7 | 20 | 5 | M13
|  |  | 6 | 10 | 217 | 638 | 855 | 162.75 | 2483 | 1610.8214 | 0.21 | 4.7 | 17 | 6 | M13
|  | NL | 7 | 10 | 217 | 640 | 857 | 162.75 | 2492 | 1617.25 | 0.15 | 4.6 | 15 | 7 | M13
|  | NL | 8 | 15 | 325.5 | 720 | 1045.5 | 244.125 | 2802 | 1757.3036 | 0.27 | 4.9 | 20 | 3 | M23
|  | NL | 9 | 15 | 325.5 | 790 | 1115.5 | 244.125 | 3074 | 1951.5893 | 0.96 | 4.9 | 27 | 3 | M17
|  |  | 10 | 15 | 325.5 | 822 | 1147.5 | 244.125 | 3197 | 2039.4464 | 0.47 | 5 | 22 | 4 | M17
|  | NL | 11 | 15 | 325.5 | 837 | 1162.5 | 244.125 | 3257 | 2082.3036 | 0.28 | 4.7 | 18 | 5 | M17
|  | NL | 12 | 15 | 325.5 | 895 | 1220.5 | 244.125 | 3482 | 2243.0179 | 0.71 | 4.7 | 26 | 5 | M13
|  |  | 13 | 15 | 325.5 | 848 | 1173.5 | 244.125 | 3300 | 2113.0179 | 0.18 | 4.7 | 15 | 6 | M17
|  |  | 14 | 15 | 325.5 | 911 | 1236.5 | 244.125 | 3544 | 2287.3036 | 0.47 | 4.7 | 23 | 6 | M13
|  | NL | 15 | 15 | 325.5 | 856 | 1181.5 | 244.125 | 3331 | 2135.1607 | 0.13 | 4.6 | 15 | 7 | M17
|  | NL | 16 | 15 | 325.5 | 917 | 1242.5 | 244.125 | 3569 | 2305.1607 | 0.33 | 4.6 | 20 | 7 | M13
|  |  | 17 | 15 | 325.5 | 926 | 1251.5 | 244.125 | 3601 | 2328.0179 | 0.25 | 4.5 | 18 | 8 | M13
|  | NL | 18 | 20 | 434 | 807 | 1241 | 325.5 | 3142 | 1918.7857 | 0.13 | 4.9 | 15 | 3 | M31
|  | NL | 19 | 20 | 434 | 913 | 1347 | 325.5 | 3550 | 2210.2143 | 0.48 | 4.9 | 24 | 3 | M23
|  |  | 20 | 20 | 434 | 950 | 1384 | 325.5 | 3697 | 2315.2143 | 0.23 | 5 | 19 | 4 | M23
|  |  | 21 | 20 | 434 | 1039 | 1473 | 325.5 | 4043 | 2562.3571 | 0.82 | 5 | 25 | 4 | M17
|  | NL | 22 | 20 | 434 | 969 | 1403 | 325.5 | 3769 | 2366.6429 | 0.14 | 4.7 | 15 | 5 | M23
|  | NL | 23 | 20 | 434 | 1063 | 1497 | 325.5 | 4137 | 2629.5 | 0.49 | 4.7 | 22 | 5 | M17
|  |  | 24 | 20 | 434 | 1083 | 1517 | 325.5 | 4213 | 2683.7857 | 0.32 | 4.7 | 19 | 6 | M17
|  |  | 25 | 20 | 434 | 1157 | 1591 | 325.5 | 4502 | 2890.2143 | 0.82 | 4.7 | 26 | 6 | M13
|  | NL | 26 | 20 | 434 | 1093 | 1527 | 325.5 | 4250 | 2710.2143 | 0.23 | 4.6 | 17 | 7 | M17
|  | NL | 27 | 20 | 434 | 1168 | 1602 | 325.5 | 4545 | 2920.9286 | 0.58 | 4.6 | 24 | 7 | M13
|  |  | 28 | 20 | 434 | 1100 | 1534 | 325.5 | 4280 | 2731.6429 | 0.17 | 4.5 | 15 | 8 | M17
|  |  | 29 | 20 | 434 | 1177 | 1611 | 325.5 | 4577 | 2943.7857 | 0.43 | 4.5 | 22 | 8 | M13
|  | NL | 30 | 25 | 542.5 | 968 | 1510.5 | 406.875 | 3766 | 2283.125 | 0.2 | 4.9 | 17 | 3 | M31
|  | NL | 31 | 25 | 542.5 | 1088 | 1630.5 | 406.875 | 4232 | 2615.9821 | 0.74 | 4.9 | 27 | 3 | M23
|  |  | 32 | 25 | 542.5 | 1140 | 1682.5 | 406.875 | 4433 | 2759.5536 | 0.36 | 5 | 22 | 4 | M23
|  | NL | 33 | 25 | 542.5 | 1166 | 1708.5 | 406.875 | 4536 | 2833.125 | 0.22 | 4.7 | 18 | 5 | M23
|  | NL | 34 | 25 | 542.5 | 1271 | 1813.5 | 406.875 | 4945 | 3125.2679 | 0.76 | 4.7 | 25 | 5 | M17
|  |  | 35 | 25 | 542.5 | 1188 | 1730.5 | 406.875 | 4621 | 2893.8393 | 0.15 | 4.7 | 15 | 6 | M23
|  |  | 36 | 25 | 542.5 | 1298 | 1840.5 | 406.875 | 5051 | 3200.9821 | 0.5 | 4.7 | 22 | 6 | M17
|  | NL | 37 | 25 | 542.5 | 1311 | 1853.5 | 406.875 | 5101 | 3236.6964 | 0.36 | 4.6 | 20 | 7 | M17
|  | NL | 38 | 25 | 542.5 | 1397 | 1939.5 | 406.875 | 5435 | 3475.2679 | 0.91 | 4.6 | 27 | 7 | M13
|  |  | 39 | 25 | 542.5 | 1326 | 1868.5 | 406.875 | 5157 | 3276.6964 | 0.27 | 4.5 | 18 | 8 | M17
|  |  | 40 | 25 | 542.5 | 1407 | 1949.5 | 406.875 | 5475 | 3503.8393 | 0.67 | 4.5 | 25 | 8 | M13
|  | NL | 41 | 30 | 651 | 1117 | 1768 | 488.25 | 4346 | 2616.0357 | 0.29 | 4.9 | 19 | 3 | M31
|  | NL | 42 | 30 | 651 | 1249 | 1900 | 488.25 | 4860 | 2983.1786 | 1.07 | 4.9 | 29 | 3 | M23
|  |  | 43 | 30 | 651 | 1170 | 1821 | 488.25 | 4552 | 2763.1786 | 0.16 | 5 | 16 | 4 | M31
|  |  | 44 | 30 | 651 | 1316 | 1967 | 488.25 | 5118 | 3167.4643 | 0.52 | 5 | 24 | 4 | M23
|  | NL | 45 | 30 | 651 | 1350 | 2001 | 488.25 | 5250 | 3261.75 | 0.31 | 4.7 | 20 | 5 | M23
|  | NL | 46 | 30 | 651 | 1462 | 2113 | 488.25 | 5689 | 3575.3214 | 1.09 | 4.7 | 27 | 5 | M17
|  |  | 47 | 30 | 651 | 1378 | 2029 | 488.25 | 5362 | 3341.75 | 0.21 | 4.7 | 18 | 6 | M23
|  |  | 48 | 30 | 651 | 1497 | 2148 | 488.25 | 5825 | 3672.4643 | 0.72 | 4.7 | 24 | 6 | M17
|  | NL | 49 | 30 | 651 | 1391 | 2042 | 488.25 | 5413 | 3378.1786 | 0.15 | 4.6 | 16 | 7 | M23
|  | NL | 50 | 30 | 651 | 1514 | 2165 | 488.25 | 5891 | 3719.6071 | 0.51 | 4.6 | 22 | 7 | M17
|  |  | 51 | 30 | 651 | 1528 | 2179 | 488.25 | 5944 | 3757.4643 | 0.38 | 4.5 | 20 | 8 | M17
|  |  | 52 | 30 | 651 | 1620 | 2271 | 488.25 | 6303 | 4013.8929 | 0.97 | 4.5 | 27 | 8 | M13
|  | NL | 53 | 35 | 759.5 | 1256 | 2015.5 | 569.625 | 4885 | 2919.6607 | 0.39 | 4.9 | 21 | 3 | M31
|  |  | 54 | 35 | 759.5 | 1321 | 2080.5 | 569.625 | 5140 | 3101.8036 | 0.21 | 5 | 18 | 4 | M31
|  |  | 55 | 35 | 759.5 | 1480 | 2239.5 | 569.625 | 5757 | 3542.5179 | 0.71 | 5 | 26 | 4 | M23
|  | NL | 56 | 35 | 759.5 | 1521 | 2280.5 | 569.625 | 5916 | 3656.0893 | 0.42 | 4.7 | 22 | 5 | M23
|  |  | 57 | 35 | 759.5 | 1557 | 2316.5 | 569.625 | 6058 | 3757.5179 | 0.28 | 4.7 | 20 | 6 | M23
|  |  | 58 | 35 | 759.5 | 1682 | 2441.5 | 569.625 | 6543 | 4103.9464 | 0.98 | 4.7 | 26 | 6 | M17
|  | NL | 59 | 35 | 759.5 | 1574 | 2333.5 | 569.625 | 6124 | 3804.6607 | 0.2 | 4.6 | 18 | 7 | M23
|  | NL | 60 | 35 | 759.5 | 1704 | 2463.5 | 569.625 | 6627 | 4163.9464 | 0.69 | 4.6 | 24 | 7 | M17
|  |  | 61 | 35 | 759.5 | 1586 | 2345.5 | 569.625 | 6170 | 3837.5179 | 0.16 | 4.5 | 16 | 8 | M23
|  |  | 62 | 35 | 759.5 | 1718 | 2477.5 | 569.625 | 6684 | 4204.6607 | 0.52 | 4.5 | 22 | 8 | M17
|  | NL | 63 | 40 | 868 | 1386 | 2254 | 651 | 5393 | 3201.1429 | 0.51 | 4.9 | 23 | 3 | M31
|  |  | 64 | 40 | 868 | 1464 | 2332 | 651 | 5696 | 3417.5714 | 0.28 | 5 | 20 | 4 | M31
|  |  | 65 | 40 | 868 | 1633 | 2501 | 651 | 6351 | 3885.4286 | 0.92 | 5 | 28 | 4 | M23
|  | NL | 66 | 40 | 868 | 1505 | 2373 | 651 | 5853 | 3529.7143 | 0.18 | 4.7 | 18 | 5 | M31
|  | NL | 67 | 40 | 868 | 1681 | 2549 | 651 | 6540 | 4020.4286 | 0.55 | 4.7 | 24 | 5 | M23
|  |  | 68 | 40 | 868 | 1723 | 2591 | 651 | 6702 | 4136.1429 | 0.37 | 4.7 | 21 | 6 | M23
|  | NL | 69 | 40 | 868 | 1744 | 2612 | 651 | 6785 | 4195.4286 | 0.26 | 4.6 | 19 | 7 | M23
|  | NL | 70 | 40 | 868 | 1880 | 2748 | 651 | 7312 | 4571.8571 | 0.9 | 4.6 | 26 | 7 | M17
|  |  | 71 | 40 | 868 | 1761 | 2629 | 651 | 6850 | 4241.8571 | 0.2 | 4.5 | 18 | 8 | M23
|  |  | 72 | 40 | 868 | 1898 | 2766 | 651 | 7382 | 4621.8571 | 0.68 | 4.5 | 24 | 8 | M17
|  | NL | 73 | 45 | 976.5 | 1509 | 2485.5 | 732.375 | 5871 | 3461.1964 | 0.65 | 4.9 | 25 | 3 | M31
|  |  | 74 | 45 | 976.5 | 1599 | 2575.5 | 732.375 | 6221 | 3711.1964 | 0.35 | 5 | 22 | 4 | M31
|  | NL | 75 | 45 | 976.5 | 1645 | 2621.5 | 732.375 | 6398 | 3837.625 | 0.23 | 4.7 | 19 | 5 | M31
|  | NL | 76 | 45 | 976.5 | 1833 | 2809.5 | 732.375 | 7130 | 4360.4821 | 0.69 | 4.7 | 26 | 5 | M23
|  |  | 77 | 45 | 976.5 | 1684 | 2660.5 | 732.375 | 6551 | 3946.9107 | 0.16 | 4.7 | 18 | 6 | M31
|  |  | 78 | 45 | 976.5 | 1880 | 2856.5 | 732.375 | 7311 | 4489.7679 | 0.46 | 4.7 | 23 | 6 | M23
|  | NL | 79 | 45 | 976.5 | 1904 | 2880.5 | 732.375 | 7405 | 4556.9107 | 0.33 | 4.6 | 21 | 7 | M23
|  |  | 80 | 45 | 976.5 | 1922 | 2898.5 | 732.375 | 7477 | 4608.3393 | 0.25 | 4.5 | 19 | 8 | M23
|  |  | 81 | 45 | 976.5 | 2063 | 3039.5 | 732.375 | 8026 | 5000.4821 | 0.86 | 4.5 | 25 | 8 | M17
|  | NL | 82 | 50 | 1085 | 1625 | 2710 | 813.75 | 6321 | 3701.25 | 0.8 | 4.9 | 26 | 3 | M31
|  |  | 83 | 50 | 1085 | 1727 | 2812 | 813.75 | 6718 | 3984.8214 | 0.43 | 5 | 23 | 4 | M31
|  | NL | 84 | 50 | 1085 | 1779 | 2864 | 813.75 | 6919 | 4128.3929 | 0.28 | 4.7 | 21 | 5 | M31
|  | NL | 85 | 50 | 1085 | 1976 | 3061 | 813.75 | 7687 | 4676.9643 | 0.85 | 4.7 | 27 | 5 | M23
|  |  | 86 | 50 | 1085 | 1825 | 2910 | 813.75 | 7099 | 4256.9643 | 0.2 | 4.7 | 19 | 6 | M31
|  |  | 87 | 50 | 1085 | 2028 | 3113 | 813.75 | 7889 | 4821.25 | 0.57 | 4.7 | 24 | 6 | M23 | 87
|  | NL | 88 | 50 | 1085 | 2057 | 3142 | 813.75 | 7999 | 4899.8214 | 0.41 | 4.6 | 22 | 7 | M23
|  |  | 89 | 50 | 1085 | 2076 | 3161 | 813.75 | 8076 | 4954.8214 | 0.31 | 4.5 | 20 | 8 | M23 | 89
|  |  | 90 | 50 | 1085 | 2218 | 3303 | 813.75 | 8626 | 5347.6786 | 1.05 | 4.5 | 27 | 8 | M17
|  | NL | 91 | 55 | 1193.5 | 1708 | 2901.5 | 895.125 | 6642 | 3849.1607 | 0.96 | 4.9 | 27 | 3 | M31
|  |  | 92 | 55 | 1193.5 | 1849 | 3042.5 | 895.125 | 7192 | 4242.0179 | 0.52 | 5 | 24 | 4 | M31 | 92 | 92
|  | NL | 93 | 55 | 1193.5 | 1907 | 3100.5 | 895.125 | 7416 | 4402.0179 | 0.33 | 4.7 | 22 | 5 | M31
|  | NL | 94 | 55 | 1193.5 | 2112 | 3305.5 | 895.125 | 8216 | 4973.4464 | 1.03 | 4.7 | 28 | 5 | M23
|  |  | 95 | 55 | 1193.5 | 1956 | 3149.5 | 895.125 | 7609 | 4539.875 | 0.24 | 4.7 | 20 | 6 | M31 | 95
|  |  | 96 | 55 | 1193.5 | 2170 | 3363.5 | 895.125 | 8439 | 5132.7321 | 0.69 | 4.7 | 26 | 6 | M23 | 96
|  | NL | 97 | 55 | 1193.5 | 1981 | 3174.5 | 895.125 | 7707 | 4609.875 | 0.18 | 4.6 | 19 | 7 | M31
|  | NL | 98 | 55 | 1193.5 | 2200 | 3393.5 | 895.125 | 8557 | 5217.0179 | 0.5 | 4.6 | 23 | 7 | M23
|  |  | 99 | 55 | 1193.5 | 2222 | 3415.5 | 895.125 | 8643 | 5278.4464 | 0.38 | 4.5 | 22 | 8 | M23 | 99
|  |  | 100 | 60 | 1302 | 1965 | 3267 | 976.5 | 7643 | 4482.7857 | 0.62 | 5 | 25 | 4 | M31 | 100
|  | NL | 101 | 60 | 1302 | 2029 | 3331 | 976.5 | 7893 | 4661.3571 | 0.4 | 4.7 | 23 | 5 | M31
|  |  | 102 | 60 | 1302 | 2083 | 3385 | 976.5 | 8100 | 4809.2143 | 0.28 | 4.7 | 21 | 6 | M31 | 102
|  |  | 103 | 60 | 1302 | 2303 | 3605 | 976.5 | 8959 | 5422.7857 | 0.82 | 4.7 | 27 | 6 | M23
|  | NL | 104 | 60 | 1302 | 2112 | 3414 | 976.5 | 8213 | 4889.9286 | 0.21 | 4.6 | 20 | 7 | M31
|  | NL | 105 | 60 | 1302 | 2336 | 3638 | 976.5 | 9084 | 5512.0714 | 0.59 | 4.6 | 25 | 7 | M23
|  |  | 106 | 60 | 1302 | 2132 | 3434 | 976.5 | 8292 | 4946.3571 | 0.17 | 4.5 | 19 | 8 | M31 | 106
|  |  | 107 | 60 | 1302 | 2359 | 3661 | 976.5 | 9174 | 5576.3571 | 0.45 | 4.5 | 23 | 8 | M23 | 107
|  |  | 108 | 65 | 1410.5 | 2076 | 3486.5 | 1057.875 | 8075 | 4709.9821 | 0.73 | 5 | 26 | 4 | M31
|  | NL | 109 | 65 | 1410.5 | 2146 | 3556.5 | 1057.875 | 8346 | 4903.5536 | 0.46 | 4.7 | 24 | 5 | M31
|  |  | 110 | 65 | 1410.5 | 2205 | 3615.5 | 1057.875 | 8576 | 5067.8393 | 0.33 | 4.7 | 22 | 6 | M31 | 110
|  |  | 111 | 65 | 1410.5 | 2430 | 3840.5 | 1057.875 | 9452 | 5693.5536 | 0.96 | 4.7 | 28 | 6 | M23
|  | NL | 112 | 65 | 1410.5 | 2234 | 3644.5 | 1057.875 | 8691 | 5149.9821 | 0.25 | 4.6 | 21 | 7 | M31
|  | NL | 113 | 65 | 1410.5 | 2466 | 3876.5 | 1057.875 | 9592 | 5793.5536 | 0.69 | 4.6 | 26 | 7 | M23
|  |  | 114 | 65 | 1410.5 | 2257 | 3667.5 | 1057.875 | 8778 | 5212.125 | 0.2 | 4.5 | 20 | 8 | M31 | 114
|  |  | 115 | 65 | 1410.5 | 2492 | 3902.5 | 1057.875 | 9692 | 5864.9821 | 0.52 | 4.5 | 24 | 8 | M23 | 115
|  |  | 116 | 70 | 1519 | 2182 | 3701 | 1139.25 | 8488 | 4923.6071 | 0.84 | 5 | 27 | 4 | M31
|  | NL | 117 | 70 | 1519 | 2257 | 3776 | 1139.25 | 8777 | 5130.0357 | 0.54 | 4.7 | 25 | 5 | M31
|  |  | 118 | 70 | 1519 | 2319 | 3838 | 1139.25 | 9021 | 5304.3214 | 0.38 | 4.7 | 23 | 6 | M31 | 118
|  |  | 119 | 70 | 1519 | 2551 | 4070 | 1139.25 | 9922 | 5947.8929 | 1.11 | 4.7 | 29 | 6 | M23
|  | NL | 120 | 70 | 1519 | 2353 | 3872 | 1139.25 | 9151 | 5397.1786 | 0.29 | 4.6 | 22 | 7 | M31
|  | NL | 121 | 70 | 1519 | 2589 | 4108 | 1139.25 | 10070 | 6053.6071 | 0.8 | 4.6 | 27 | 7 | M23
|  |  | 122 | 70 | 1519 | 2376 | 3895 | 1139.25 | 9243 | 5462.8929 | 0.23 | 4.5 | 21 | 8 | M31 | 122
|  |  | 123 | 70 | 1519 | 2614 | 4133 | 1139.25 | 10166 | 6122.1786 | 0.61 | 4.5 | 25 | 8 | M23 | 123
|  |  | 124 | 75 | 1627.5 | 2284 | 3911.5 | 1220.625 | 8884 | 5125.0893 | 0.94 | 5 | 28 | 4 | M31
|  | NL | 125 | 75 | 1627.5 | 2363 | 3990.5 | 1220.625 | 9191 | 5344.375 | 0.59 | 4.7 | 26 | 5 | M31
|  |  | 126 | 75 | 1627.5 | 2431 | 4058.5 | 1220.625 | 9453 | 5531.5179 | 0.41 | 4.7 | 24 | 6 | M31 | 126
|  | NL | 127 | 75 | 1627.5 | 2466 | 4093.5 | 1220.625 | 9592 | 5630.8036 | 0.3 | 4.6 | 22 | 7 | M31
|  | NL | 128 | 75 | 1627.5 | 2706 | 4333.5 | 1220.625 | 10526 | 6297.9464 | 0.89 | 4.6 | 27 | 7 | M23
|  |  | 129 | 75 | 1627.5 | 2490 | 4117.5 | 1220.625 | 9686 | 5697.9464 | 0.23 | 4.5 | 21 | 8 | M31 | 129
|  |  | 130 | 75 | 1627.5 | 2733 | 4360.5 | 1220.625 | 10631 | 6372.9464 | 0.67 | 4.5 | 25 | 8 | M23 | 130
|  |  | 131 | 80 | 1736 | 2293 | 4029 | 1302 | 8918 | 5068 | 1.07 | 5 | 29 | 4 | M31
|  | NL | 132 | 80 | 1736 | 2465 | 4201 | 1302 | 9589 | 5547.2857 | 0.67 | 4.7 | 27 | 5 | M31
|  |  | 133 | 80 | 1736 | 2538 | 4274 | 1302 | 9872 | 5749.4286 | 0.46 | 4.7 | 25 | 6 | M31 | 133
|  | NL | 134 | 80 | 1736 | 2574 | 4310 | 1302 | 10012 | 5849.4286 | 0.34 | 4.6 | 23 | 7 | M31
|  | NL | 135 | 80 | 1736 | 2820 | 4556 | 1302 | 10968 | 6532.2857 | 1.01 | 4.6 | 28 | 7 | M23
|  |  | 136 | 80 | 1736 | 2600 | 4336 | 1302 | 10114 | 5922.2857 | 0.26 | 4.5 | 22 | 8 | M31 | 136
|  |  | 137 | 80 | 1736 | 2846 | 4582 | 1302 | 11068 | 6603.7143 | 0.76 | 4.5 | 26 | 8 | M23
|  | NL | 138 | 85 | 1844.5 | 2564 | 4408.5 | 1383.375 | 9974 | 5740.9107 | 0.75 | 4.7 | 27 | 5 | M31
|  |  | 139 | 85 | 1844.5 | 2640 | 4484.5 | 1383.375 | 10267 | 5950.1964 | 0.52 | 4.7 | 25 | 6 | M31 | 139
|  | NL | 140 | 85 | 1844.5 | 2679 | 4523.5 | 1383.375 | 10421 | 6060.1964 | 0.38 | 4.6 | 24 | 7 | M31
|  |  | 141 | 85 | 1844.5 | 2705 | 4549.5 | 1383.375 | 10520 | 6130.9107 | 0.3 | 4.5 | 23 | 8 | M31 | 141
|  |  | 142 | 85 | 1844.5 | 2954 | 4798.5 | 1383.375 | 11489 | 6823.0536 | 0.86 | 4.5 | 27 | 8 | M23
|  | NL | 143 | 90 | 1953 | 2659 | 4612 | 1464.75 | 10342 | 5922.3929 | 0.85 | 4.7 | 28 | 5 | M31
|  |  | 144 | 90 | 1953 | 2738 | 4691 | 1464.75 | 10651 | 6143.1071 | 0.58 | 4.7 | 26 | 6 | M31 | 144
|  | NL | 145 | 90 | 1953 | 2779 | 4732 | 1464.75 | 10808 | 6255.25 | 0.43 | 4.6 | 25 | 7 | M31
|  |  | 146 | 90 | 1953 | 2807 | 4760 | 1464.75 | 10916 | 6332.3929 | 0.33 | 4.5 | 23 | 8 | M31 | 146
|  |  | 147 | 90 | 1953 | 3058 | 5011 | 1464.75 | 11895 | 7031.6786 | 0.96 | 4.5 | 28 | 8 | M23
|  | NL | 148 | 95 | 2061.5 | 2750 | 4811.5 | 1546.125 | 10697 | 6094.5893 | 0.94 | 4.7 | 29 | 5 | M31
|  |  | 149 | 95 | 2061.5 | 2834 | 4895.5 | 1546.125 | 11022 | 6326.7321 | 0.65 | 4.7 | 27 | 6 | M31 | 149
|  | NL | 150 | 95 | 2061.5 | 2877 | 4938.5 | 1546.125 | 11190 | 6446.7321 | 0.48 | 4.6 | 25 | 7 | M31
|  |  | 151 | 95 | 2061.5 | 2903 | 4964.5 | 1546.125 | 11290 | 6518.1607 | 0.37 | 4.5 | 24 | 8 | M31 | 151
|  |  | 152 | 95 | 2061.5 | 3156 | 5217.5 | 1546.125 | 12275 | 7221.7321 | 1.07 | 4.5 | 28 | 8 | M23
|  | NL | 153 | 100 | 2170 | 2789 | 4959 | 1627.5 | 10847 | 6120.3571 | 1.04 | 4.7 | 29 | 5 | M31
|  |  | 154 | 100 | 2170 | 2925 | 5095 | 1627.5 | 11375 | 6497.5 | 0.72 | 4.7 | 28 | 6 | M31
|  | NL | 155 | 100 | 2170 | 2969 | 5139 | 1627.5 | 11546 | 6619.6429 | 0.53 | 4.6 | 26 | 7 | M31
|  |  | 156 | 100 | 2170 | 2997 | 5167 | 1627.5 | 11657 | 6698.9286 | 0.41 | 4.5 | 25 | 8 | M31 | 156
|  |  | 157 | 105 | 2278.5 | 3013 | 5291.5 | 1708.875 | 11719 | 6661.8393 | 0.79 | 4.7 | 28 | 6 | M31
|  | NL | 158 | 105 | 2278.5 | 3059 | 5337.5 | 1708.875 | 11898 | 6789.6964 | 0.58 | 4.6 | 27 | 7 | M31
|  |  | 159 | 105 | 2278.5 | 3087 | 5365.5 | 1708.875 | 12005 | 6866.125 | 0.45 | 4.5 | 25 | 8 | M31 | 159
|  |  | 160 | 110 | 2387 | 3099 | 5486 | 1790.25 | 12052 | 6818.3214 | 0.87 | 4.7 | 29 | 6 | M31
|  | NL | 161 | 110 | 2387 | 3145 | 5532 | 1790.25 | 12232 | 6946.8929 | 0.64 | 4.6 | 27 | 7 | M31
|  |  | 162 | 110 | 2387 | 3175 | 5562 | 1790.25 | 12348 | 7029.75 | 0.5 | 4.5 | 26 | 8 | M31 | 162
|  |  | 163 | 115 | 2495.5 | 3181 | 5676.5 | 1871.625 | 12371 | 6964.8036 | 0.93 | 4.7 | 29 | 6 | M31
|  | NL | 164 | 115 | 2495.5 | 3229 | 5724.5 | 1871.625 | 12559 | 7099.0893 | 0.68 | 4.6 | 28 | 7 | M31
|  |  | 165 | 115 | 2495.5 | 3257 | 5752.5 | 1871.625 | 12668 | 7176.9464 | 0.52 | 4.5 | 26 | 8 | M31 | 165
|  |  | 166 | 120 | 2604 | 3235 | 5839 | 1953 | 12581 | 7033.4286 | 1.01 | 4.7 | 30 | 6 | M31
|  | NL | 167 | 120 | 2604 | 3310 | 5914 | 1953 | 12874 | 7242.7143 | 0.74 | 4.6 | 28 | 7 | M31
|  |  | 168 | 120 | 2604 | 3339 | 5943 | 1953 | 12987 | 7323.4286 | 0.56 | 4.5 | 27 | 8 | M31 | 168
|  |  | 169 | 125 | 2712.5 | 3235 | 5947.5 | 2034.375 | 12581 | 6952.0536 | 1.09 | 4.7 | 30 | 6 | M31
|  | NL | 170 | 125 | 2712.5 | 3388 | 6100.5 | 2034.375 | 13178 | 7378.4821 | 0.8 | 4.6 | 29 | 7 | M31
|  |  | 171 | 125 | 2712.5 | 3416 | 6128.5 | 2034.375 | 13286 | 7455.625 | 0.61 | 4.5 | 27 | 8 | M31 | 171
|  | NL | 172 | 130 | 2821 | 3464 | 6285 | 2115.75 | 13474 | 7508.5357 | 0.86 | 4.6 | 29 | 7 | M31
|  |  | 173 | 130 | 2821 | 3493 | 6314 | 2115.75 | 13586 | 7588.5357 | 0.66 | 4.5 | 28 | 8 | M31 | 173
|  | NL | 174 | 135 | 2929.5 | 3537 | 6466.5 | 2197.125 | 13757 | 7629.3036 | 0.93 | 4.6 | 30 | 7 | M31
|  |  | 175 | 135 | 2929.5 | 3565 | 6494.5 | 2197.125 | 13865 | 7706.4464 | 0.71 | 4.5 | 28 | 8 | M31 | 175
|  | NL | 176 | 140 | 3038 | 3609 | 6647 | 2278.5 | 14037 | 7747.9286 | 1 | 4.6 | 30 | 7 | M31
|  |  | 177 | 140 | 3038 | 3637 | 6675 | 2278.5 | 14145 | 7825.0714 | 0.76 | 4.5 | 29 | 8 | M31
|  | NL | 178 | 145 | 3146.5 | 3609 | 6755.5 | 2359.875 | 14038 | 7667.2679 | 1.07 | 4.6 | 31 | 7 | M31
|  |  | 179 | 145 | 3146.5 | 3704 | 6850.5 | 2359.875 | 14407 | 7930.8393 | 0.82 | 4.5 | 29 | 8 | M31
|  |  | 180 | 150 | 3255 | 3771 | 7026 | 2441.25 | 14668 | 8035.8929 | 0.88 | 4.5 | 30 | 8 | M31
|  |  | 181 | 155 | 3363.5 | 3835 | 7198.5 | 2522.625 | 14917 | 8132.375 | 0.94 | 4.5 | 30 | 8 | M31
|  |  | 182 | 160 | 3472 | 3899 | 7371 | 2604 | 15163 | 8226.7143 | 1 | 4.5 | 31 | 8 | M31
|  |  | 183 | 165 | 3580.5 | 3914 | 7494.5 | 2685.375 | 15222 | 8187.4821 | 1.03 | 4.5 | 31 | 8 | M31
|  |  | 184 | 170 | 3689 | 3914 | 7603 | 2766.75 | 15222 | 8106.1071 | 1.09 | 4.5 | 31 | 8 | M31
|  | NL | 1 | 5 | 108.5 | 307 | 415.5 | 81.375 | 996 | 630.0536 | 0.3 | 4 | 21 | 3 | M13
|  | NL | 2 | 10 | 217 | 528 | 745 | 162.75 | 1712 | 1060.1071 | 0.43 | 4 | 22 | 3 | M17
|  |  | 3 | 10 | 217 | 543 | 760 | 162.75 | 1766 | 1098.6786 | 0.21 | 4.6 | 16 | 4 | M17
|  |  | 4 | 10 | 217 | 586 | 803 | 162.75 | 1905 | 1197.9643 | 0.55 | 4.6 | 24 | 4 | M13
|  | NL | 5 | 10 | 217 | 596 | 813 | 162.75 | 1941 | 1223.6786 | 0.32 | 5.1 | 20 | 5 | M13
|  |  | 6 | 10 | 217 | 603 | 820 | 162.75 | 1971 | 1245.1071 | 0.21 | 4.6 | 17 | 6 | M13
|  | NL | 7 | 10 | 217 | 605 | 822 | 162.75 | 1987 | 1256.5357 | 0.15 | 4.7 | 15 | 7 | M13
|  | NL | 8 | 15 | 325.5 | 677 | 1002.5 | 244.125 | 2194 | 1323.0179 | 0.27 | 4 | 20 | 3 | M23
|  | NL | 9 | 15 | 325.5 | 743 | 1068.5 | 244.125 | 2408 | 1475.875 | 0.96 | 4 | 27 | 3 | M17
|  |  | 10 | 15 | 325.5 | 775 | 1100.5 | 244.125 | 2518 | 1554.4464 | 0.47 | 4.6 | 22 | 4 | M17
|  | NL | 11 | 15 | 325.5 | 793 | 1118.5 | 244.125 | 2584 | 1601.5893 | 0.28 | 5.1 | 18 | 5 | M17
|  | NL | 12 | 15 | 325.5 | 849 | 1174.5 | 244.125 | 2768 | 1733.0179 | 0.71 | 5.1 | 26 | 5 | M13
|  |  | 13 | 15 | 325.5 | 804 | 1129.5 | 244.125 | 2632 | 1635.875 | 0.18 | 4.6 | 15 | 6 | M17
|  |  | 14 | 15 | 325.5 | 864 | 1189.5 | 244.125 | 2833 | 1779.4464 | 0.47 | 4.6 | 23 | 6 | M13
|  | NL | 15 | 15 | 325.5 | 811 | 1136.5 | 244.125 | 2668 | 1661.5893 | 0.13 | 4.7 | 15 | 7 | M17
|  | NL | 16 | 15 | 325.5 | 870 | 1195.5 | 244.125 | 2869 | 1805.1607 | 0.33 | 4.7 | 20 | 7 | M13
|  |  | 17 | 15 | 325.5 | 878 | 1203.5 | 244.125 | 2909 | 1833.7321 | 0.25 | 4.6 | 18 | 8 | M13
|  | NL | 18 | 20 | 434 | 759 | 1193 | 325.5 | 2460 | 1431.6429 | 0.13 | 4 | 15 | 3 | M31
|  | NL | 19 | 20 | 434 | 858 | 1292 | 325.5 | 2782 | 1661.6429 | 0.48 | 4 | 24 | 3 | M23
|  |  | 20 | 20 | 434 | 896 | 1330 | 325.5 | 2914 | 1755.9286 | 0.23 | 4.6 | 19 | 4 | M23
|  |  | 21 | 20 | 434 | 981 | 1415 | 325.5 | 3192 | 1954.5 | 0.82 | 4.6 | 25 | 4 | M17
|  | NL | 22 | 20 | 434 | 919 | 1353 | 325.5 | 2995 | 1813.7857 | 0.14 | 5.1 | 15 | 5 | M23
|  | NL | 23 | 20 | 434 | 1010 | 1444 | 325.5 | 3298 | 2030.2143 | 0.49 | 5.1 | 22 | 5 | M17
|  |  | 24 | 20 | 434 | 1029 | 1463 | 325.5 | 3381 | 2089.5 | 0.32 | 4.6 | 19 | 6 | M17
|  |  | 25 | 20 | 434 | 1101 | 1535 | 325.5 | 3623 | 2262.3571 | 0.82 | 4.6 | 26 | 6 | M13
|  | NL | 26 | 20 | 434 | 1038 | 1472 | 325.5 | 3431 | 2125.2143 | 0.23 | 4.7 | 17 | 7 | M17
|  | NL | 27 | 20 | 434 | 1112 | 1546 | 325.5 | 3683 | 2305.2143 | 0.58 | 4.7 | 24 | 7 | M13
|  |  | 28 | 20 | 434 | 1045 | 1479 | 325.5 | 3478 | 2158.7857 | 0.17 | 4.6 | 15 | 8 | M17
|  |  | 29 | 20 | 434 | 1120 | 1554 | 325.5 | 3738 | 2344.5 | 0.43 | 4.6 | 22 | 8 | M13
|  | NL | 30 | 25 | 542.5 | 911 | 1453.5 | 406.875 | 2952 | 1701.6964 | 0.2 | 4 | 17 | 3 | M31
|  | NL | 31 | 25 | 542.5 | 1024 | 1566.5 | 406.875 | 3319 | 1963.8393 | 0.74 | 4 | 27 | 3 | M23
|  |  | 32 | 25 | 542.5 | 1076 | 1618.5 | 406.875 | 3501 | 2093.8393 | 0.36 | 4.6 | 22 | 4 | M23
|  | NL | 33 | 25 | 542.5 | 1108 | 1650.5 | 406.875 | 3618 | 2177.4107 | 0.22 | 5.1 | 18 | 5 | M23
|  | NL | 34 | 25 | 542.5 | 1212 | 1754.5 | 406.875 | 3960 | 2421.6964 | 0.76 | 5.1 | 25 | 5 | M17
|  |  | 35 | 25 | 542.5 | 1129 | 1671.5 | 406.875 | 3710 | 2243.125 | 0.15 | 4.6 | 15 | 6 | M23
|  |  | 36 | 25 | 542.5 | 1237 | 1779.5 | 406.875 | 4076 | 2504.5536 | 0.5 | 4.6 | 22 | 6 | M17
|  | NL | 37 | 25 | 542.5 | 1249 | 1791.5 | 406.875 | 4148 | 2555.9821 | 0.36 | 4.7 | 20 | 7 | M17
|  | NL | 38 | 25 | 542.5 | 1334 | 1876.5 | 406.875 | 4439 | 2763.8393 | 0.91 | 4.7 | 27 | 7 | M13
|  |  | 39 | 25 | 542.5 | 1263 | 1805.5 | 406.875 | 4226 | 2611.6964 | 0.27 | 4.6 | 18 | 8 | M17
|  |  | 40 | 25 | 542.5 | 1344 | 1886.5 | 406.875 | 4514 | 2817.4107 | 0.67 | 4.6 | 25 | 8 | M13
|  | NL | 41 | 30 | 651 | 1051 | 1702 | 488.25 | 3408 | 1946.0357 | 0.29 | 4 | 19 | 3 | M31
|  | NL | 42 | 30 | 651 | 1177 | 1828 | 488.25 | 3815 | 2236.75 | 1.07 | 4 | 29 | 3 | M23
|  |  | 43 | 30 | 651 | 1105 | 1756 | 488.25 | 3595 | 2079.6071 | 0.16 | 4.6 | 16 | 4 | M31
|  |  | 44 | 30 | 651 | 1244 | 1895 | 488.25 | 4050 | 2404.6071 | 0.52 | 4.6 | 24 | 4 | M23
|  | NL | 45 | 30 | 651 | 1286 | 1937 | 488.25 | 4202 | 2513.1786 | 0.31 | 5.1 | 20 | 5 | M23
|  | NL | 46 | 30 | 651 | 1398 | 2049 | 488.25 | 4575 | 2779.6071 | 1.09 | 5.1 | 27 | 5 | M17
|  |  | 47 | 30 | 651 | 1313 | 1964 | 488.25 | 4325 | 2601.0357 | 0.21 | 4.6 | 18 | 6 | M23
|  |  | 48 | 30 | 651 | 1431 | 2082 | 488.25 | 4727 | 2888.1786 | 0.72 | 4.6 | 24 | 6 | M17
|  | NL | 49 | 30 | 651 | 1325 | 1976 | 488.25 | 4398 | 2653.1786 | 0.15 | 4.7 | 16 | 7 | M23
|  | NL | 50 | 30 | 651 | 1447 | 2098 | 488.25 | 4823 | 2956.75 | 0.51 | 4.7 | 22 | 7 | M17
|  |  | 51 | 30 | 651 | 1460 | 2111 | 488.25 | 4913 | 3021.0357 | 0.38 | 4.6 | 20 | 8 | M17
|  |  | 52 | 30 | 651 | 1552 | 2203 | 488.25 | 5243 | 3256.75 | 0.97 | 4.6 | 27 | 8 | M13
|  | NL | 53 | 35 | 759.5 | 1183 | 1942.5 | 569.625 | 3834 | 2168.9464 | 0.39 | 4 | 21 | 3 | M31
|  |  | 54 | 35 | 759.5 | 1249 | 2008.5 | 569.625 | 4066 | 2334.6607 | 0.21 | 4.6 | 18 | 4 | M31
|  |  | 55 | 35 | 759.5 | 1401 | 2160.5 | 569.625 | 4563 | 2689.6607 | 0.71 | 4.6 | 26 | 4 | M23
|  | NL | 56 | 35 | 759.5 | 1453 | 2212.5 | 569.625 | 4753 | 2825.375 | 0.42 | 5.1 | 22 | 5 | M23
|  |  | 57 | 35 | 759.5 | 1487 | 2246.5 | 569.625 | 4908 | 2936.0893 | 0.28 | 4.6 | 20 | 6 | M23
|  |  | 58 | 35 | 759.5 | 1611 | 2370.5 | 569.625 | 5337 | 3242.5179 | 0.98 | 4.6 | 26 | 6 | M17
|  | NL | 59 | 35 | 759.5 | 1503 | 2262.5 | 569.625 | 5004 | 3004.6607 | 0.2 | 4.7 | 18 | 7 | M23
|  | NL | 60 | 35 | 759.5 | 1632 | 2391.5 | 569.625 | 5461 | 3331.0893 | 0.69 | 4.7 | 24 | 7 | M17
|  |  | 61 | 35 | 759.5 | 1515 | 2274.5 | 569.625 | 5089 | 3065.375 | 0.16 | 4.6 | 16 | 8 | M23
|  |  | 62 | 35 | 759.5 | 1646 | 2405.5 | 569.625 | 5568 | 3407.5179 | 0.52 | 4.6 | 22 | 8 | M17
|  | NL | 63 | 40 | 868 | 1306 | 2174 | 651 | 4234 | 2373.2857 | 0.51 | 4 | 23 | 3 | M31
|  |  | 64 | 40 | 868 | 1386 | 2254 | 651 | 4512 | 2571.8571 | 0.28 | 4.6 | 20 | 4 | M31
|  |  | 65 | 40 | 868 | 1548 | 2416 | 651 | 5044 | 2951.8571 | 0.92 | 4.6 | 28 | 4 | M23
|  | NL | 66 | 40 | 868 | 1436 | 2304 | 651 | 4697 | 2704 | 0.18 | 5.1 | 18 | 5 | M31
|  | NL | 67 | 40 | 868 | 1610 | 2478 | 651 | 5272 | 3114.7143 | 0.55 | 5.1 | 24 | 5 | M23
|  |  | 68 | 40 | 868 | 1649 | 2517 | 651 | 5454 | 3244.7143 | 0.37 | 4.6 | 21 | 6 | M23
|  | NL | 69 | 40 | 868 | 1669 | 2537 | 651 | 5575 | 3331.1429 | 0.26 | 4.7 | 19 | 7 | M23
|  | NL | 70 | 40 | 868 | 1805 | 2673 | 651 | 6064 | 3680.4286 | 0.9 | 4.7 | 26 | 7 | M17
|  |  | 71 | 40 | 868 | 1685 | 2553 | 651 | 5685 | 3409.7143 | 0.2 | 4.6 | 18 | 8 | M23
|  |  | 72 | 40 | 868 | 1823 | 2691 | 651 | 6195 | 3774 | 0.68 | 4.6 | 24 | 8 | M17
|  | NL | 73 | 45 | 976.5 | 1423 | 2399.5 | 732.375 | 4612 | 2561.9107 | 0.65 | 4 | 25 | 3 | M31
|  |  | 74 | 45 | 976.5 | 1515 | 2491.5 | 732.375 | 4935 | 2792.625 | 0.35 | 4.6 | 22 | 4 | M31
|  | NL | 75 | 45 | 976.5 | 1573 | 2549.5 | 732.375 | 5149 | 2945.4821 | 0.23 | 5.1 | 19 | 5 | M31
|  | NL | 76 | 45 | 976.5 | 1758 | 2734.5 | 732.375 | 5766 | 3386.1964 | 0.69 | 5.1 | 26 | 5 | M23
|  |  | 77 | 45 | 976.5 | 1610 | 2586.5 | 732.375 | 5320 | 3067.625 | 0.16 | 4.6 | 18 | 6 | M31
|  |  | 78 | 45 | 976.5 | 1802 | 2778.5 | 732.375 | 5975 | 3535.4821 | 0.46 | 4.6 | 23 | 6 | M23
|  | NL | 79 | 45 | 976.5 | 1825 | 2801.5 | 732.375 | 6117 | 3636.9107 | 0.33 | 4.7 | 21 | 7 | M23
|  |  | 80 | 45 | 976.5 | 1843 | 2819.5 | 732.375 | 6245 | 3728.3393 | 0.25 | 4.6 | 19 | 8 | M23
|  |  | 81 | 45 | 976.5 | 1987 | 2963.5 | 732.375 | 6786 | 4114.7679 | 0.86 | 4.6 | 25 | 8 | M17
|  | NL | 82 | 50 | 1085 | 1533 | 2618 | 813.75 | 4968 | 2734.8214 | 0.8 | 4 | 26 | 3 | M31
|  |  | 83 | 50 | 1085 | 1637 | 2722 | 813.75 | 5337 | 2998.3929 | 0.43 | 4.6 | 23 | 4 | M31
|  | NL | 84 | 50 | 1085 | 1704 | 2789 | 813.75 | 5584 | 3174.8214 | 0.28 | 5.1 | 21 | 5 | M31
|  | NL | 85 | 50 | 1085 | 1899 | 2984 | 813.75 | 6234 | 3639.1071 | 0.85 | 5.1 | 27 | 5 | M23
|  |  | 86 | 50 | 1085 | 1747 | 2832 | 813.75 | 5785 | 3318.3929 | 0.2 | 4.6 | 19 | 6 | M31
|  |  | 87 | 50 | 1085 | 1948 | 3033 | 813.75 | 6474 | 3810.5357 | 0.57 | 4.6 | 24 | 6 | M23 | 87
|  | NL | 88 | 50 | 1085 | 1975 | 3060 | 813.75 | 6641 | 3929.8214 | 0.41 | 4.7 | 22 | 7 | M23
|  |  | 89 | 50 | 1085 | 1995 | 3080 | 813.75 | 6787 | 4034.1071 | 0.31 | 4.6 | 20 | 8 | M23 | 89
|  |  | 90 | 50 | 1085 | 2140 | 3225 | 813.75 | 7345 | 4432.6786 | 1.05 | 4.6 | 27 | 8 | M17
|  | NL | 91 | 55 | 1193.5 | 1611 | 2804.5 | 895.125 | 5222 | 2834.875 | 0.96 | 4 | 27 | 3 | M31
|  |  | 92 | 55 | 1193.5 | 1755 | 2948.5 | 895.125 | 5722 | 3192.0179 | 0.52 | 4.6 | 24 | 4 | M31
|  | NL | 93 | 55 | 1193.5 | 1830 | 3023.5 | 895.125 | 6001 | 3391.3036 | 0.33 | 5.1 | 22 | 5 | M31
|  | NL | 94 | 55 | 1193.5 | 2034 | 3227.5 | 895.125 | 6682 | 3877.7321 | 1.03 | 5.1 | 28 | 5 | M23
|  |  | 95 | 55 | 1193.5 | 1876 | 3069.5 | 895.125 | 6222 | 3549.1607 | 0.24 | 4.6 | 20 | 6 | M31 | 95
|  |  | 96 | 55 | 1193.5 | 2088 | 3281.5 | 895.125 | 6952 | 4070.5893 | 0.69 | 4.6 | 26 | 6 | M23 | 96
|  | NL | 97 | 55 | 1193.5 | 1900 | 3093.5 | 895.125 | 6372 | 3656.3036 | 0.18 | 4.7 | 19 | 7 | M31
|  | NL | 98 | 55 | 1193.5 | 2117 | 3310.5 | 895.125 | 7139 | 4204.1607 | 0.5 | 4.7 | 23 | 7 | M23
|  |  | 99 | 55 | 1193.5 | 2140 | 3333.5 | 895.125 | 7308 | 4324.875 | 0.38 | 4.6 | 22 | 8 | M23 | 99
|  |  | 100 | 60 | 1302 | 1867 | 3169 | 976.5 | 6089 | 3372.7857 | 0.62 | 4.6 | 25 | 4 | M31 | 100
|  | NL | 101 | 60 | 1302 | 1950 | 3252 | 976.5 | 6401 | 3595.6429 | 0.4 | 5.1 | 23 | 5 | M31
|  |  | 102 | 60 | 1302 | 2000 | 3302 | 976.5 | 6647 | 3771.3571 | 0.28 | 4.6 | 21 | 6 | M31 | 102
|  |  | 103 | 60 | 1302 | 2221 | 3523 | 976.5 | 7407 | 4314.2143 | 0.82 | 4.6 | 27 | 6 | M23
|  | NL | 104 | 60 | 1302 | 2028 | 3330 | 976.5 | 6819 | 3894.2143 | 0.21 | 4.7 | 20 | 7 | M31
|  | NL | 105 | 60 | 1302 | 2252 | 3554 | 976.5 | 7615 | 4462.7857 | 0.59 | 4.7 | 25 | 7 | M23
|  |  | 106 | 60 | 1302 | 2049 | 3351 | 976.5 | 6969 | 4001.3571 | 0.17 | 4.6 | 19 | 8 | M31 | 106
|  |  | 107 | 60 | 1302 | 2275 | 3577 | 976.5 | 7802 | 4596.3571 | 0.45 | 4.6 | 23 | 8 | M23 | 107
|  |  | 108 | 65 | 1410.5 | 1973 | 3383.5 | 1057.875 | 6440 | 3542.125 | 0.73 | 4.6 | 26 | 4 | M31
|  | NL | 109 | 65 | 1410.5 | 2066 | 3476.5 | 1057.875 | 6785 | 3788.5536 | 0.46 | 5.1 | 24 | 5 | M31
|  |  | 110 | 65 | 1410.5 | 2121 | 3531.5 | 1057.875 | 7061 | 3985.6964 | 0.33 | 4.6 | 22 | 6 | M31 | 110
|  |  | 111 | 65 | 1410.5 | 2347 | 3757.5 | 1057.875 | 7843 | 4544.2679 | 0.96 | 4.6 | 28 | 6 | M23
|  | NL | 112 | 65 | 1410.5 | 2150 | 3560.5 | 1057.875 | 7245 | 4117.125 | 0.25 | 4.7 | 21 | 7 | M31
|  | NL | 113 | 65 | 1410.5 | 2382 | 3792.5 | 1057.875 | 8077 | 4711.4107 | 0.69 | 4.7 | 26 | 7 | M23
|  |  | 114 | 65 | 1410.5 | 2172 | 3582.5 | 1057.875 | 7415 | 4238.5536 | 0.2 | 4.6 | 20 | 8 | M31 | 114
|  |  | 115 | 65 | 1410.5 | 2408 | 3818.5 | 1057.875 | 8286 | 4860.6964 | 0.52 | 4.6 | 24 | 8 | M23 | 115
|  |  | 116 | 70 | 1519 | 2076 | 3595 | 1139.25 | 6778 | 3702.1786 | 0.84 | 4.6 | 27 | 4 | M31
|  | NL | 117 | 70 | 1519 | 2176 | 3695 | 1139.25 | 7152 | 3969.3214 | 0.54 | 5.1 | 25 | 5 | M31
|  |  | 118 | 70 | 1519 | 2235 | 3754 | 1139.25 | 7450 | 4182.1786 | 0.38 | 4.6 | 23 | 6 | M31 | 118
|  |  | 119 | 70 | 1519 | 2467 | 3986 | 1139.25 | 8261 | 4761.4643 | 1.11 | 4.6 | 29 | 6 | M23
|  | NL | 120 | 70 | 1519 | 2267 | 3786 | 1139.25 | 7659 | 4331.4643 | 0.29 | 4.7 | 22 | 7 | M31
|  | NL | 121 | 70 | 1519 | 2505 | 4024 | 1139.25 | 8517 | 4944.3214 | 0.8 | 4.7 | 27 | 7 | M23
|  |  | 122 | 70 | 1519 | 2291 | 3810 | 1139.25 | 7845 | 4464.3214 | 0.23 | 4.6 | 21 | 8 | M31 | 122
|  |  | 123 | 70 | 1519 | 2531 | 4050 | 1139.25 | 8739 | 5102.8929 | 0.61 | 4.6 | 25 | 8 | M23 | 123
|  |  | 124 | 75 | 1627.5 | 2175 | 3802.5 | 1220.625 | 7102 | 3852.2321 | 0.94 | 4.6 | 28 | 4 | M31
|  | NL | 125 | 75 | 1627.5 | 2282 | 3909.5 | 1220.625 | 7507 | 4141.5179 | 0.59 | 5.1 | 26 | 5 | M31
|  |  | 126 | 75 | 1627.5 | 2345 | 3972.5 | 1220.625 | 7830 | 4372.2321 | 0.41 | 4.6 | 24 | 6 | M31 | 126
|  | NL | 127 | 75 | 1627.5 | 2380 | 4007.5 | 1220.625 | 8059 | 4535.8036 | 0.3 | 4.7 | 22 | 7 | M31
|  | NL | 128 | 75 | 1627.5 | 2623 | 4250.5 | 1220.625 | 8941 | 5165.8036 | 0.89 | 4.7 | 27 | 7 | M23
|  |  | 129 | 75 | 1627.5 | 2404 | 4031.5 | 1220.625 | 8260 | 4679.375 | 0.23 | 4.6 | 21 | 8 | M31 | 129
|  |  | 130 | 75 | 1627.5 | 2651 | 4278.5 | 1220.625 | 9186 | 5340.8036 | 0.67 | 4.6 | 25 | 8 | M23 | 130
|  |  | 131 | 80 | 1736 | 2183 | 3919 | 1302 | 7130 | 3790.8571 | 1.07 | 4.6 | 29 | 4 | M31
|  | NL | 132 | 80 | 1736 | 2384 | 4120 | 1302 | 7850 | 4305.1429 | 0.67 | 5.1 | 27 | 5 | M31
|  |  | 133 | 80 | 1736 | 2452 | 4188 | 1302 | 8201 | 4555.8571 | 0.46 | 4.6 | 25 | 6 | M31 | 133
|  | NL | 134 | 80 | 1736 | 2488 | 4224 | 1302 | 8444 | 4729.4286 | 0.34 | 4.7 | 23 | 7 | M31
|  | NL | 135 | 80 | 1736 | 2737 | 4473 | 1302 | 9353 | 5378.7143 | 1.01 | 4.7 | 28 | 7 | M23
|  |  | 136 | 80 | 1736 | 2514 | 4250 | 1302 | 8663 | 4885.8571 | 0.26 | 4.6 | 22 | 8 | M31 | 136
|  |  | 137 | 80 | 1736 | 2765 | 4501 | 1302 | 9613 | 5564.4286 | 0.76 | 4.6 | 26 | 8 | M23
|  | NL | 138 | 85 | 1844.5 | 2483 | 4327.5 | 1383.375 | 8181 | 4460.1964 | 0.75 | 5.1 | 27 | 5 | M31
|  |  | 139 | 85 | 1844.5 | 2554 | 4398.5 | 1383.375 | 8553 | 4725.9107 | 0.52 | 4.6 | 25 | 6 | M31 | 139
|  | NL | 140 | 85 | 1844.5 | 2593 | 4437.5 | 1383.375 | 8821 | 4917.3393 | 0.38 | 4.7 | 24 | 7 | M31
|  |  | 141 | 85 | 1844.5 | 2619 | 4463.5 | 1383.375 | 9051 | 5081.625 | 0.3 | 4.6 | 23 | 8 | M31 | 141
|  |  | 142 | 85 | 1844.5 | 2874 | 4718.5 | 1383.375 | 10026 | 5778.0536 | 0.86 | 4.6 | 27 | 8 | M23
|  | NL | 143 | 90 | 1953 | 2578 | 4531 | 1464.75 | 8500 | 4606.6786 | 0.85 | 5.1 | 28 | 5 | M31
|  |  | 144 | 90 | 1953 | 2653 | 4606 | 1464.75 | 8896 | 4889.5357 | 0.58 | 4.6 | 26 | 6 | M31 | 144
|  | NL | 145 | 90 | 1953 | 2693 | 4646 | 1464.75 | 9180 | 5092.3929 | 0.43 | 4.7 | 25 | 7 | M31
|  |  | 146 | 90 | 1953 | 2722 | 4675 | 1464.75 | 9432 | 5272.3929 | 0.33 | 4.6 | 23 | 8 | M31 | 146
|  |  | 147 | 90 | 1953 | 2980 | 4933 | 1464.75 | 10429 | 5984.5357 | 0.96 | 4.6 | 28 | 8 | M23
|  | NL | 148 | 95 | 2061.5 | 2670 | 4731.5 | 1546.125 | 8808 | 4745.3036 | 0.94 | 5.1 | 29 | 5 | M31
|  |  | 149 | 95 | 2061.5 | 2749 | 4810.5 | 1546.125 | 9231 | 5047.4464 | 0.65 | 4.6 | 27 | 6 | M31 | 149
|  | NL | 150 | 95 | 2061.5 | 2792 | 4853.5 | 1546.125 | 9536 | 5265.3036 | 0.48 | 4.7 | 25 | 7 | M31
|  |  | 151 | 95 | 2061.5 | 2819 | 4880.5 | 1546.125 | 9797 | 5451.7321 | 0.37 | 4.6 | 24 | 8 | M31 | 151
|  |  | 152 | 95 | 2061.5 | 3081 | 5142.5 | 1546.125 | 10812 | 6176.7321 | 1.07 | 4.6 | 28 | 8 | M23
|  | NL | 153 | 100 | 2170 | 2709 | 4879 | 1627.5 | 8939 | 4757.5 | 1.04 | 5.1 | 29 | 5 | M31
|  |  | 154 | 100 | 2170 | 2840 | 5010 | 1627.5 | 9552 | 5195.3571 | 0.72 | 4.6 | 28 | 6 | M31
|  | NL | 155 | 100 | 2170 | 2885 | 5055 | 1627.5 | 9873 | 5424.6429 | 0.53 | 4.7 | 26 | 7 | M31
|  |  | 156 | 100 | 2170 | 2915 | 5085 | 1627.5 | 10157 | 5627.5 | 0.41 | 4.6 | 25 | 8 | M31 | 156
|  |  | 157 | 105 | 2278.5 | 2929 | 5207.5 | 1708.875 | 9866 | 5338.2679 | 0.79 | 4.6 | 28 | 6 | M31
|  | NL | 158 | 105 | 2278.5 | 2977 | 5255.5 | 1708.875 | 10206 | 5581.125 | 0.58 | 4.7 | 27 | 7 | M31
|  |  | 159 | 105 | 2278.5 | 3006 | 5284.5 | 1708.875 | 10501 | 5791.8393 | 0.45 | 4.6 | 25 | 8 | M31 | 159
|  |  | 160 | 110 | 2387 | 3016 | 5403 | 1790.25 | 10171 | 5474.75 | 0.87 | 4.6 | 29 | 6 | M31
|  | NL | 161 | 110 | 2387 | 3064 | 5451 | 1790.25 | 10526 | 5728.3214 | 0.64 | 4.7 | 27 | 7 | M31
|  |  | 162 | 110 | 2387 | 3096 | 5483 | 1790.25 | 10843 | 5954.75 | 0.5 | 4.6 | 26 | 8 | M31 | 162
|  |  | 163 | 115 | 2495.5 | 3099 | 5594.5 | 1871.625 | 10465 | 5603.375 | 0.93 | 4.6 | 29 | 6 | M31
|  | NL | 164 | 115 | 2495.5 | 3149 | 5644.5 | 1871.625 | 10840 | 5871.2321 | 0.68 | 4.7 | 28 | 7 | M31
|  |  | 165 | 115 | 2495.5 | 3180 | 5675.5 | 1871.625 | 11167 | 6104.8036 | 0.52 | 4.6 | 26 | 8 | M31 | 165
|  |  | 166 | 120 | 2604 | 3154 | 5758 | 1953 | 10659 | 5660.5714 | 1.01 | 4.6 | 30 | 6 | M31
|  | NL | 167 | 120 | 2604 | 3232 | 5836 | 1953 | 11145 | 6007.7143 | 0.74 | 4.7 | 28 | 7 | M31
|  |  | 168 | 120 | 2604 | 3264 | 5868 | 1953 | 11490 | 6254.1429 | 0.56 | 4.6 | 27 | 8 | M31 | 168
|  |  | 169 | 125 | 2712.5 | 3154 | 5866.5 | 2034.375 | 10659 | 5579.1964 | 1.09 | 4.6 | 30 | 6 | M31
|  | NL | 170 | 125 | 2712.5 | 3312 | 6024.5 | 2034.375 | 11441 | 6137.7679 | 0.8 | 4.7 | 29 | 7 | M31
|  |  | 171 | 125 | 2712.5 | 3344 | 6056.5 | 2034.375 | 11798 | 6392.7679 | 0.61 | 4.6 | 27 | 8 | M31 | 171
|  | NL | 172 | 130 | 2821 | 3390 | 6211 | 2115.75 | 11731 | 6263.5357 | 0.86 | 4.7 | 29 | 7 | M31
|  |  | 173 | 130 | 2821 | 3423 | 6244 | 2115.75 | 12106 | 6531.3929 | 0.66 | 4.6 | 28 | 8 | M31 | 173
|  | NL | 174 | 135 | 2929.5 | 3465 | 6394.5 | 2197.125 | 12011 | 6382.1607 | 0.93 | 4.7 | 30 | 7 | M31
|  |  | 175 | 135 | 2929.5 | 3497 | 6426.5 | 2197.125 | 12397 | 6657.875 | 0.71 | 4.6 | 28 | 8 | M31 | 175
|  | NL | 176 | 140 | 3038 | 3539 | 6577 | 2278.5 | 12289 | 6499.3571 | 1 | 4.7 | 30 | 7 | M31
|  |  | 177 | 140 | 3038 | 3572 | 6610 | 2278.5 | 12689 | 6785.0714 | 0.76 | 4.6 | 29 | 8 | M31
|  | NL | 178 | 145 | 3146.5 | 3540 | 6686.5 | 2359.875 | 12290 | 6418.6964 | 1.07 | 4.7 | 31 | 7 | M31
|  |  | 179 | 145 | 3146.5 | 3642 | 6788.5 | 2359.875 | 12968 | 6902.9821 | 0.82 | 4.6 | 29 | 8 | M31
|  |  | 180 | 150 | 3255 | 3712 | 6967 | 2441.25 | 13246 | 7020.1786 | 0.88 | 4.6 | 30 | 8 | M31
|  |  | 181 | 155 | 3363.5 | 3779 | 7142.5 | 2522.625 | 13512 | 7128.8036 | 0.94 | 4.6 | 30 | 8 | M31
|  |  | 182 | 160 | 3472 | 3845 | 7317 | 2604 | 13776 | 7236 | 1 | 4.6 | 31 | 8 | M31
|  |  | 183 | 165 | 3580.5 | 3861 | 7441.5 | 2685.375 | 13840 | 7200.3393 | 1.03 | 4.6 | 31 | 8 | M31
|  |  | 184 | 170 | 3689 | 3861 | 7550 | 2766.75 | 13840 | 7118.9643 | 1.09 | 4.6 | 31 | 8 | M31
|  |  | 1 | 5 | 108.5 | 324 | 432.5 | 81.375 | 1262 | 820.0536 | 0.21 | 2.1 | 19 | 2 | M13
|  |  | 2 | 10 | 217 | 697 | 914 | 162.75 | 2711 | 1773.6786 | 0.31 | 2.1 | 19 | 2 | M17
|  |  | 3 | 10 | 217 | 602 | 819 | 162.75 | 2343 | 1510.8214 | 0.82 | 2.1 | 27 | 2 | M13
|  |  | 4 | 15 | 325.5 | 992 | 1317.5 | 244.125 | 3858 | 2511.5893 | 0.69 | 2.1 | 24 | 2 | M17
|  |  | 5 | 15 | 325.5 | 749 | 1074.5 | 244.125 | 2915 | 1838.0179 | 0.2 | 2.1 | 18 | 2 | M23
|  |  | 6 | 15 | 325.5 | 938 | 1263.5 | 244.125 | 3647 | 2360.875 | 0.29 | 3.9 | 19 | 4 | M13
|  |  | 7 | 20 | 434 | 967 | 1401 | 325.5 | 3762 | 2361.6429 | 0.34 | 2.1 | 21 | 2 | M23
|  |  | 8 | 20 | 434 | 1396 | 1830 | 325.5 | 5431 | 3553.7857 | 0.2 | 3.9 | 16 | 4 | M17
|  |  | 9 | 20 | 434 | 1208 | 1642 | 325.5 | 4699 | 3030.9286 | 0.51 | 3.9 | 23 | 4 | M13
|  |  | 10 | 20 | 434 | 1261 | 1695 | 325.5 | 4906 | 3178.7857 | 0.2 | 5.6 | 17 | 6 | M13
|  |  | 11 | 25 | 542.5 | 1172 | 1714.5 | 406.875 | 4560 | 2850.2679 | 0.53 | 2.1 | 24 | 2 | M23
|  |  | 12 | 25 | 542.5 | 1022 | 1564.5 | 406.875 | 3974 | 2431.6964 | 0.15 | 2.1 | 16 | 2 | M31
|  |  | 13 | 25 | 542.5 | 1700 | 2242.5 | 406.875 | 6613 | 4316.6964 | 0.31 | 3.9 | 19 | 4 | M17
|  |  | 14 | 25 | 542.5 | 1460 | 2002.5 | 406.875 | 5680 | 3650.2679 | 0.8 | 3.9 | 26 | 4 | M13
|  |  | 15 | 25 | 542.5 | 1773 | 2315.5 | 406.875 | 6895 | 4518.125 | 0.13 | 5.6 | 15 | 6 | M17
|  |  | 16 | 25 | 542.5 | 1534 | 2076.5 | 406.875 | 5969 | 3856.6964 | 0.31 | 5.6 | 20 | 6 | M13
|  |  | 17 | 25 | 542.5 | 1573 | 2115.5 | 406.875 | 6118 | 3963.125 | 0.17 | 7.4 | 16 | 8 | M13
|  |  | 18 | 30 | 651 | 1366 | 2017 | 488.25 | 5312 | 3306.0357 | 0.77 | 2.1 | 27 | 2 | M23
|  |  | 19 | 30 | 651 | 1195 | 1846 | 488.25 | 4647 | 2831.0357 | 0.22 | 2.1 | 18 | 2 | M31
|  |  | 20 | 30 | 651 | 1990 | 2641 | 488.25 | 7740 | 5040.3214 | 0.45 | 3.9 | 21 | 4 | M17
|  |  | 21 | 30 | 651 | 1502 | 2153 | 488.25 | 5842 | 3684.6071 | 0.13 | 3.9 | 15 | 4 | M23
|  |  | 22 | 30 | 651 | 2081 | 2732 | 488.25 | 8094 | 5293.1786 | 0.18 | 5.6 | 16 | 6 | M17
|  |  | 23 | 30 | 651 | 1796 | 2447 | 488.25 | 6988 | 4503.1786 | 0.45 | 5.6 | 23 | 6 | M13
|  |  | 24 | 30 | 651 | 1847 | 2498 | 488.25 | 7184 | 4643.1786 | 0.24 | 7.4 | 19 | 8 | M13
|  |  | 25 | 35 | 759.5 | 1548 | 2307.5 | 569.625 | 6023 | 3732.5179 | 1.04 | 2.1 | 29 | 2 | M23
|  |  | 26 | 35 | 759.5 | 1358 | 2117.5 | 569.625 | 5284 | 3204.6607 | 0.3 | 2.1 | 20 | 2 | M31
|  |  | 27 | 35 | 759.5 | 2264 | 3023.5 | 569.625 | 8804 | 5718.9464 | 0.61 | 3.9 | 23 | 4 | M17 | 27
|  |  | 28 | 35 | 759.5 | 1724 | 2483.5 | 569.625 | 6707 | 4221.0893 | 0.18 | 3.9 | 17 | 4 | M23
|  |  | 29 | 35 | 759.5 | 2387 | 3146.5 | 569.625 | 9283 | 6061.0893 | 0.25 | 5.6 | 18 | 6 | M17 | 29
|  |  | 30 | 35 | 759.5 | 2049 | 2808.5 | 569.625 | 7971 | 5123.9464 | 0.61 | 5.6 | 25 | 6 | M13
|  |  | 31 | 35 | 759.5 | 2451 | 3210.5 | 569.625 | 9531 | 6238.2321 | 0.14 | 7.4 | 15 | 8 | M17 | 31
|  |  | 32 | 35 | 759.5 | 2114 | 2873.5 | 569.625 | 8221 | 5302.5179 | 0.33 | 7.4 | 21 | 8 | M13
|  |  | 33 | 40 | 868 | 1515 | 2383 | 651 | 5893 | 3558.2857 | 0.39 | 2.1 | 22 | 2 | M31
|  |  | 34 | 40 | 868 | 2524 | 3392 | 651 | 9817 | 6361.1429 | 0.8 | 3.9 | 25 | 4 | M17
|  |  | 35 | 40 | 868 | 1940 | 2808 | 651 | 7547 | 4739.7143 | 0.23 | 3.9 | 19 | 4 | M23
|  |  | 36 | 40 | 868 | 2673 | 3541 | 651 | 10396 | 6774.7143 | 0.32 | 5.6 | 19 | 6 | M17 | 36
|  |  | 37 | 40 | 868 | 2285 | 3153 | 651 | 8889 | 5698.2857 | 0.8 | 5.6 | 26 | 6 | M13
|  |  | 38 | 40 | 868 | 2749 | 3617 | 651 | 10691 | 6985.4286 | 0.18 | 7.4 | 16 | 8 | M17 | 38
|  |  | 39 | 40 | 868 | 2367 | 3235 | 651 | 9208 | 5926.1429 | 0.43 | 7.4 | 22 | 8 | M13 | 39
|  |  | 40 | 45 | 976.5 | 1665 | 2641.5 | 732.375 | 6475 | 3892.625 | 0.49 | 2.1 | 23 | 2 | M31
|  |  | 41 | 45 | 976.5 | 2775 | 3751.5 | 732.375 | 10792 | 6976.1964 | 1.01 | 3.9 | 26 | 4 | M17
|  |  | 42 | 45 | 976.5 | 2148 | 3124.5 | 732.375 | 8354 | 5234.7679 | 0.3 | 3.9 | 20 | 4 | M23 | 42
|  |  | 43 | 45 | 976.5 | 2956 | 3932.5 | 732.375 | 11497 | 7479.7679 | 0.41 | 5.6 | 21 | 6 | M17 | 43
|  |  | 44 | 45 | 976.5 | 2515 | 3491.5 | 732.375 | 9780 | 6253.3393 | 1.01 | 5.6 | 28 | 6 | M13
|  |  | 45 | 45 | 976.5 | 3047 | 4023.5 | 732.375 | 11851 | 7732.625 | 0.23 | 7.4 | 17 | 8 | M17 | 45
|  |  | 46 | 45 | 976.5 | 2612 | 3588.5 | 732.375 | 10160 | 6524.7679 | 0.54 | 7.4 | 24 | 8 | M13 | 46
|  |  | 47 | 50 | 1085 | 1809 | 2894 | 813.75 | 7035 | 4211.25 | 0.6 | 2.1 | 25 | 2 | M31
|  |  | 48 | 50 | 1085 | 2352 | 3437 | 813.75 | 9147 | 5719.8214 | 0.36 | 3.9 | 21 | 4 | M23 | 48
|  |  | 49 | 50 | 1085 | 3223 | 4308 | 813.75 | 12536 | 8140.5357 | 0.5 | 5.6 | 22 | 6 | M17 | 49
|  |  | 50 | 50 | 1085 | 2459 | 3544 | 813.75 | 9565 | 6018.3929 | 0.16 | 5.6 | 16 | 6 | M23 | 50
|  |  | 51 | 50 | 1085 | 3338 | 4423 | 813.75 | 12984 | 8460.5357 | 0.28 | 7.4 | 19 | 8 | M17 | 51
|  |  | 52 | 50 | 1085 | 2851 | 3936 | 813.75 | 11088 | 7106.25 | 0.67 | 7.4 | 25 | 8 | M13 | 52
|  |  | 53 | 55 | 1193.5 | 1947 | 3140.5 | 895.125 | 7575 | 4515.5893 | 0.73 | 2.1 | 26 | 2 | M31
|  |  | 54 | 55 | 1193.5 | 2546 | 3739.5 | 895.125 | 9902 | 6177.7321 | 0.44 | 3.9 | 23 | 4 | M23 | 54
|  |  | 55 | 55 | 1193.5 | 2225 | 3418.5 | 895.125 | 8653 | 5285.5893 | 0.16 | 3.9 | 18 | 4 | M31 | 55
|  |  | 56 | 55 | 1193.5 | 3487 | 4680.5 | 895.125 | 13562 | 8792.0179 | 0.61 | 5.6 | 23 | 6 | M17 | 56
|  |  | 57 | 55 | 1193.5 | 2676 | 3869.5 | 895.125 | 10409 | 6539.875 | 0.19 | 5.6 | 17 | 6 | M23 | 57
|  |  | 58 | 55 | 1193.5 | 3612 | 4805.5 | 895.125 | 14049 | 9139.875 | 0.33 | 7.4 | 20 | 8 | M17 | 58
|  |  | 59 | 55 | 1193.5 | 3082 | 4275.5 | 895.125 | 11989 | 7668.4464 | 0.8 | 7.4 | 27 | 8 | M13
|  |  | 60 | 60 | 1302 | 2082 | 3384 | 976.5 | 8097 | 4807.0714 | 0.86 | 2.1 | 27 | 2 | M31
|  |  | 61 | 60 | 1302 | 2739 | 4041 | 976.5 | 10652 | 6632.0714 | 0.52 | 3.9 | 24 | 4 | M23 | 61
|  |  | 62 | 60 | 1302 | 2395 | 3697 | 976.5 | 9315 | 5677.0714 | 0.19 | 3.9 | 19 | 4 | M31 | 62
|  |  | 63 | 60 | 1302 | 3738 | 5040 | 976.5 | 14537 | 9407.0714 | 0.72 | 5.6 | 25 | 6 | M17
|  |  | 64 | 60 | 1302 | 2891 | 4193 | 976.5 | 11245 | 7055.6429 | 0.23 | 5.6 | 19 | 6 | M23 | 64
|  |  | 65 | 60 | 1302 | 3886 | 5188 | 976.5 | 15114 | 9819.2143 | 0.4 | 7.4 | 21 | 8 | M17 | 65
|  |  | 66 | 60 | 1302 | 3305 | 4607 | 976.5 | 12856 | 8206.3571 | 0.96 | 7.4 | 28 | 8 | M13
|  |  | 67 | 65 | 1410.5 | 2211 | 3621.5 | 1057.875 | 8599 | 5084.2679 | 1.01 | 2.1 | 28 | 2 | M31
|  |  | 68 | 65 | 1410.5 | 2922 | 4332.5 | 1057.875 | 11365 | 7059.9821 | 0.61 | 3.9 | 25 | 4 | M23 | 68
|  |  | 69 | 65 | 1410.5 | 2560 | 3970.5 | 1057.875 | 9958 | 6054.9821 | 0.22 | 3.9 | 20 | 4 | M31 | 69
|  |  | 70 | 65 | 1410.5 | 3985 | 5395.5 | 1057.875 | 15499 | 10012.8393 | 0.84 | 5.6 | 26 | 6 | M17
|  |  | 71 | 65 | 1410.5 | 3092 | 4502.5 | 1057.875 | 12026 | 7532.125 | 0.26 | 5.6 | 20 | 6 | M23 | 71
|  |  | 72 | 65 | 1410.5 | 4153 | 5563.5 | 1057.875 | 16151 | 10478.5536 | 0.47 | 7.4 | 22 | 8 | M17 | 72
|  |  | 73 | 65 | 1410.5 | 3512 | 4922.5 | 1057.875 | 13660 | 8699.2679 | 1.12 | 7.4 | 29 | 8 | M13
|  |  | 74 | 65 | 1410.5 | 3178 | 4588.5 | 1057.875 | 12361 | 7771.4107 | 0.16 | 7.4 | 17 | 8 | M23 | 74
|  |  | 75 | 70 | 1519 | 3105 | 4624 | 1139.25 | 12077 | 7487.1786 | 0.71 | 3.9 | 26 | 4 | M23 | 75
|  |  | 76 | 70 | 1519 | 2725 | 4244 | 1139.25 | 10600 | 6432.1786 | 0.26 | 3.9 | 21 | 4 | M31 | 76
|  |  | 77 | 70 | 1519 | 4221 | 5740 | 1139.25 | 16416 | 10586.4643 | 0.98 | 5.6 | 27 | 6 | M17
|  |  | 78 | 70 | 1519 | 3293 | 4812 | 1139.25 | 12806 | 8007.8929 | 0.3 | 5.6 | 21 | 6 | M23 | 78
|  |  | 79 | 70 | 1519 | 4412 | 5931 | 1139.25 | 17158 | 11116.4643 | 0.54 | 7.4 | 23 | 8 | M17 | 79
|  |  | 80 | 70 | 1519 | 3390 | 4909 | 1139.25 | 13183 | 8277.1786 | 0.18 | 7.4 | 18 | 8 | M23 | 80
|  |  | 81 | 75 | 1627.5 | 3279 | 4906.5 | 1220.625 | 12754 | 7889.375 | 0.78 | 3.9 | 26 | 4 | M23
|  |  | 82 | 75 | 1627.5 | 2881 | 4508.5 | 1220.625 | 11206 | 6783.6607 | 0.27 | 3.9 | 22 | 4 | M31 | 82
|  |  | 83 | 75 | 1627.5 | 4453 | 6080.5 | 1220.625 | 17319 | 11150.0893 | 1.09 | 5.6 | 27 | 6 | M17
|  |  | 84 | 75 | 1627.5 | 3493 | 5120.5 | 1220.625 | 13587 | 8484.375 | 0.32 | 5.6 | 21 | 6 | M23 | 84
|  |  | 85 | 75 | 1627.5 | 4671 | 6298.5 | 1220.625 | 18166 | 11755.0893 | 0.59 | 7.4 | 24 | 8 | M17 | 85
|  |  | 86 | 75 | 1627.5 | 3601 | 5228.5 | 1220.625 | 14006 | 8783.6607 | 0.18 | 7.4 | 17 | 8 | M23 | 86
|  |  | 87 | 80 | 1736 | 3453 | 5189 | 1302 | 13429 | 8290.1429 | 0.89 | 3.9 | 27 | 4 | M23
|  |  | 88 | 80 | 1736 | 3037 | 4773 | 1302 | 11813 | 7135.8571 | 0.31 | 3.9 | 22 | 4 | M31 | 88
|  |  | 89 | 80 | 1736 | 3684 | 5420 | 1302 | 14330 | 8933.7143 | 0.37 | 5.6 | 22 | 6 | M23 | 89
|  |  | 90 | 80 | 1736 | 4910 | 6646 | 1302 | 19095 | 12337.2857 | 0.67 | 7.4 | 25 | 8 | M17 | 90
|  |  | 91 | 80 | 1736 | 3813 | 5549 | 1302 | 14828 | 9289.4286 | 0.21 | 7.4 | 18 | 8 | M23 | 91
|  |  | 92 | 85 | 1844.5 | 3620 | 5464.5 | 1383.375 | 14078 | 8672.3393 | 1.01 | 3.9 | 28 | 4 | M23
|  |  | 93 | 85 | 1844.5 | 3189 | 5033.5 | 1383.375 | 12404 | 7476.625 | 0.34 | 3.9 | 23 | 4 | M31 | 93
|  |  | 94 | 85 | 1844.5 | 3872 | 5716.5 | 1383.375 | 15058 | 9372.3393 | 0.41 | 5.6 | 23 | 6 | M23 | 94
|  |  | 95 | 85 | 1844.5 | 3389 | 5233.5 | 1383.375 | 13182 | 8032.3393 | 0.16 | 5.6 | 19 | 6 | M31 | 95
|  |  | 96 | 85 | 1844.5 | 5141 | 6985.5 | 1383.375 | 19994 | 12898.0536 | 0.76 | 7.4 | 25 | 8 | M17
|  |  | 97 | 85 | 1844.5 | 4010 | 5854.5 | 1383.375 | 15597 | 9757.3393 | 0.23 | 7.4 | 19 | 8 | M23 | 97
|  |  | 98 | 90 | 1953 | 3337 | 5290 | 1464.75 | 12979 | 7805.9643 | 0.38 | 3.9 | 24 | 4 | M31 | 98
|  |  | 99 | 90 | 1953 | 4059 | 6012 | 1464.75 | 15786 | 9810.9643 | 0.46 | 5.6 | 23 | 6 | M23 | 99
|  |  | 100 | 90 | 1953 | 3560 | 5513 | 1464.75 | 13844 | 8423.8214 | 0.18 | 5.6 | 20 | 6 | M31 | 100
|  |  | 101 | 90 | 1953 | 5372 | 7325 | 1464.75 | 20893 | 13458.8214 | 0.85 | 7.4 | 26 | 8 | M17
|  |  | 102 | 90 | 1953 | 4204 | 6157 | 1464.75 | 16352 | 10215.25 | 0.26 | 7.4 | 20 | 8 | M23 | 102
|  |  | 103 | 95 | 2061.5 | 3485 | 5546.5 | 1546.125 | 13554 | 8135.3036 | 0.43 | 3.9 | 25 | 4 | M31 | 103
|  |  | 104 | 95 | 2061.5 | 4242 | 6303.5 | 1546.125 | 16498 | 10238.1607 | 0.51 | 5.6 | 24 | 6 | M23 | 104
|  |  | 105 | 95 | 2061.5 | 3719 | 5780.5 | 1546.125 | 14465 | 8786.0179 | 0.2 | 5.6 | 20 | 6 | M31 | 105
|  |  | 106 | 95 | 2061.5 | 5593 | 7654.5 | 1546.125 | 21753 | 13991.7321 | 0.94 | 7.4 | 27 | 8 | M17
|  |  | 107 | 95 | 2061.5 | 4399 | 6460.5 | 1546.125 | 17107 | 10673.1607 | 0.29 | 7.4 | 21 | 8 | M23 | 107
|  |  | 108 | 100 | 2170 | 3626 | 5796 | 1627.5 | 14102 | 8445.3571 | 0.47 | 3.9 | 25 | 4 | M31 | 108
|  |  | 109 | 100 | 2170 | 4417 | 6587 | 1627.5 | 17180 | 10643.9286 | 0.57 | 5.6 | 25 | 6 | M23 | 109
|  |  | 110 | 100 | 2170 | 3879 | 6049 | 1627.5 | 15085 | 9147.5 | 0.22 | 5.6 | 21 | 6 | M31 | 110
|  |  | 111 | 100 | 2170 | 5814 | 7984 | 1627.5 | 22610 | 14522.5 | 1.05 | 7.4 | 27 | 8 | M17
|  |  | 112 | 100 | 2170 | 4593 | 6763 | 1627.5 | 17862 | 11131.0714 | 0.32 | 7.4 | 21 | 8 | M23 | 112
|  |  | 113 | 105 | 2278.5 | 3766 | 6044.5 | 1708.875 | 14648 | 8753.9821 | 0.52 | 3.9 | 26 | 4 | M31 | 113
|  |  | 114 | 105 | 2278.5 | 4593 | 6871.5 | 1708.875 | 17862 | 11049.6964 | 0.63 | 5.6 | 25 | 6 | M23 | 114
|  |  | 115 | 105 | 2278.5 | 4038 | 6316.5 | 1708.875 | 15705 | 9508.9821 | 0.24 | 5.6 | 22 | 6 | M31 | 115
|  |  | 116 | 105 | 2278.5 | 4785 | 7063.5 | 1708.875 | 18611 | 11584.6964 | 0.35 | 7.4 | 22 | 8 | M23 | 116
|  |  | 117 | 110 | 2387 | 3904 | 6291 | 1790.25 | 15184 | 9055.4643 | 0.57 | 3.9 | 27 | 4 | M31 | 117
|  |  | 118 | 110 | 2387 | 4768 | 7155 | 1790.25 | 18544 | 11455.4643 | 0.69 | 5.6 | 26 | 6 | M23 | 118
|  |  | 119 | 110 | 2387 | 4197 | 6584 | 1790.25 | 16322 | 9868.3214 | 0.26 | 5.6 | 22 | 6 | M31 | 119
|  |  | 120 | 110 | 2387 | 4969 | 7356 | 1790.25 | 19325 | 12013.3214 | 0.39 | 7.4 | 22 | 8 | M23 | 120
|  |  | 121 | 115 | 2495.5 | 4038 | 6533.5 | 1871.625 | 15703 | 9344.8036 | 0.6 | 3.9 | 27 | 4 | M31 | 121
|  |  | 122 | 115 | 2495.5 | 4933 | 7428.5 | 1871.625 | 19187 | 11833.375 | 0.73 | 5.6 | 26 | 6 | M23
|  |  | 123 | 115 | 2495.5 | 4346 | 6841.5 | 1871.625 | 16902 | 10201.2321 | 0.26 | 5.6 | 23 | 6 | M31 | 123
|  |  | 124 | 115 | 2495.5 | 5153 | 7648.5 | 1871.625 | 20040 | 12442.6607 | 0.4 | 7.4 | 23 | 8 | M23 | 124
|  |  | 125 | 120 | 2604 | 4171 | 6775 | 1953 | 16223 | 9634.8571 | 0.65 | 3.9 | 28 | 4 | M31 | 125
|  |  | 126 | 120 | 2604 | 5098 | 7702 | 1953 | 19828 | 12209.8571 | 0.79 | 5.6 | 27 | 6 | M23
|  |  | 127 | 120 | 2604 | 4495 | 7099 | 1953 | 17483 | 10534.8571 | 0.28 | 5.6 | 23 | 6 | M31 | 127
|  |  | 128 | 120 | 2604 | 5337 | 7941 | 1953 | 20755 | 12872 | 0.43 | 7.4 | 23 | 8 | M23 | 128
|  |  | 129 | 120 | 2604 | 4679 | 7283 | 1953 | 18198 | 11045.5714 | 0.17 | 7.4 | 20 | 8 | M31 | 129
|  |  | 130 | 125 | 2712.5 | 4299 | 7011.5 | 2034.375 | 16721 | 9909.1964 | 0.71 | 3.9 | 28 | 4 | M31 | 130
|  |  | 131 | 125 | 2712.5 | 5263 | 7975.5 | 2034.375 | 20468 | 12585.625 | 0.86 | 5.6 | 27 | 6 | M23
|  |  | 132 | 125 | 2712.5 | 4645 | 7357.5 | 2034.375 | 18064 | 10868.4821 | 0.31 | 5.6 | 24 | 6 | M31 | 132
|  |  | 133 | 125 | 2712.5 | 5520 | 8232.5 | 2034.375 | 21469 | 13300.625 | 0.47 | 7.4 | 24 | 8 | M23 | 133
|  |  | 134 | 125 | 2712.5 | 4840 | 7552.5 | 2034.375 | 18823 | 11410.625 | 0.18 | 7.4 | 21 | 8 | M31 | 134
|  |  | 135 | 130 | 2821 | 4427 | 7248 | 2115.75 | 17216 | 10181.3929 | 0.77 | 3.9 | 29 | 4 | M31
|  |  | 136 | 130 | 2821 | 5423 | 8244 | 2115.75 | 21091 | 12949.25 | 0.93 | 5.6 | 28 | 6 | M23
|  |  | 137 | 130 | 2821 | 4793 | 7614 | 2115.75 | 18642 | 11199.9643 | 0.33 | 5.6 | 24 | 6 | M31 | 137
|  |  | 138 | 130 | 2821 | 5693 | 8514 | 2115.75 | 22142 | 13699.9643 | 0.51 | 7.4 | 24 | 8 | M23 | 138
|  |  | 139 | 130 | 2821 | 4996 | 7817 | 2115.75 | 19431 | 11763.5357 | 0.19 | 7.4 | 22 | 8 | M31 | 139
|  |  | 140 | 135 | 2929.5 | 4552 | 7481.5 | 2197.125 | 17704 | 10448.5893 | 0.83 | 3.9 | 29 | 4 | M31
|  |  | 141 | 135 | 2929.5 | 5579 | 8508.5 | 2197.125 | 21697 | 13300.7321 | 1 | 5.6 | 28 | 6 | M23
|  |  | 142 | 135 | 2929.5 | 4933 | 7862.5 | 2197.125 | 19187 | 11507.875 | 0.36 | 5.6 | 25 | 6 | M31 | 142
|  |  | 143 | 135 | 2929.5 | 5857 | 8786.5 | 2197.125 | 22780 | 14074.3036 | 0.55 | 7.4 | 25 | 8 | M23 | 143
|  |  | 144 | 135 | 2929.5 | 5153 | 8082.5 | 2197.125 | 20040 | 12117.1607 | 0.21 | 7.4 | 22 | 8 | M31 | 144
|  |  | 145 | 140 | 3038 | 4674 | 7712 | 2278.5 | 18179 | 10706.5 | 0.89 | 3.9 | 30 | 4 | M31
|  |  | 146 | 140 | 3038 | 5735 | 8773 | 2278.5 | 22304 | 13652.9286 | 1.07 | 5.6 | 29 | 6 | M23
|  |  | 147 | 140 | 3038 | 5074 | 8112 | 2278.5 | 19733 | 11816.5 | 0.38 | 5.6 | 25 | 6 | M31 | 147
|  |  | 148 | 140 | 3038 | 6022 | 9060 | 2278.5 | 23417 | 14447.9286 | 0.59 | 7.4 | 25 | 8 | M23 | 148
|  |  | 149 | 140 | 3038 | 5309 | 8347 | 2278.5 | 20649 | 12470.7857 | 0.22 | 7.4 | 22 | 8 | M31 | 149
|  |  | 150 | 145 | 3146.5 | 4797 | 7943.5 | 2359.875 | 18655 | 10965.125 | 0.95 | 3.9 | 30 | 4 | M31
|  |  | 151 | 145 | 3146.5 | 5214 | 8360.5 | 2359.875 | 20279 | 12125.125 | 0.41 | 5.6 | 26 | 6 | M31 | 151
|  |  | 152 | 145 | 3146.5 | 6185 | 9331.5 | 2359.875 | 24055 | 14822.2679 | 0.63 | 7.4 | 26 | 8 | M23 | 152
|  |  | 153 | 145 | 3146.5 | 5466 | 8612.5 | 2359.875 | 21258 | 12824.4107 | 0.24 | 7.4 | 23 | 8 | M31 | 153
|  |  | 154 | 150 | 3255 | 4915 | 8170 | 2441.25 | 19114 | 11211.6071 | 1.02 | 3.9 | 31 | 4 | M31
|  |  | 155 | 150 | 3255 | 5354 | 8609 | 2441.25 | 20821 | 12430.8929 | 0.44 | 5.6 | 26 | 6 | M31 | 155
|  |  | 156 | 150 | 3255 | 6349 | 9604 | 2441.25 | 24692 | 15195.8929 | 0.67 | 7.4 | 26 | 8 | M23 | 156
|  |  | 157 | 150 | 3255 | 5621 | 8876 | 2441.25 | 21859 | 13172.3214 | 0.26 | 7.4 | 23 | 8 | M31 | 157
|  |  | 158 | 155 | 3363.5 | 5032 | 8395.5 | 2522.625 | 19570 | 11455.9464 | 1.09 | 3.9 | 31 | 4 | M31
|  |  | 159 | 155 | 3363.5 | 5487 | 8850.5 | 2522.625 | 21338 | 12718.8036 | 0.47 | 5.6 | 27 | 6 | M31 | 159
|  |  | 160 | 155 | 3363.5 | 6506 | 9869.5 | 2522.625 | 25303 | 15550.9464 | 0.72 | 7.4 | 27 | 8 | M23
|  |  | 161 | 155 | 3363.5 | 5760 | 9123.5 | 2522.625 | 22402 | 13478.8036 | 0.27 | 7.4 | 24 | 8 | M31 | 161
|  |  | 162 | 160 | 3472 | 5619 | 9091 | 2604 | 21855 | 13006.7143 | 0.5 | 5.6 | 27 | 6 | M31 | 162
|  |  | 163 | 160 | 3472 | 6662 | 10134 | 2604 | 25911 | 15903.8571 | 0.76 | 7.4 | 27 | 8 | M23
|  |  | 164 | 160 | 3472 | 5900 | 9372 | 2604 | 22945 | 13785.2857 | 0.29 | 7.4 | 24 | 8 | M31 | 164
|  |  | 165 | 165 | 3580.5 | 5752 | 9332.5 | 2685.375 | 22372 | 13294.625 | 0.5 | 5.6 | 27 | 6 | M31 | 165
|  |  | 166 | 165 | 3580.5 | 6819 | 10399.5 | 2685.375 | 26518 | 16256.0536 | 0.78 | 7.4 | 28 | 8 | M23
|  |  | 167 | 165 | 3580.5 | 6039 | 9619.5 | 2685.375 | 23488 | 14091.7679 | 0.28 | 7.4 | 25 | 8 | M31 | 167
|  |  | 168 | 170 | 3689 | 5884 | 9573 | 2766.75 | 22885 | 13579.6786 | 0.53 | 5.6 | 28 | 6 | M31 | 168
|  |  | 169 | 170 | 3689 | 6975 | 10664 | 2766.75 | 27126 | 16608.9643 | 0.83 | 7.4 | 28 | 8 | M23
|  |  | 170 | 170 | 3689 | 6179 | 9868 | 2766.75 | 24031 | 14398.25 | 0.3 | 7.4 | 25 | 8 | M31 | 170
|  |  | 171 | 175 | 3797.5 | 6009 | 9806.5 | 2848.125 | 23371 | 13845.4464 | 0.56 | 5.6 | 28 | 6 | M31 | 171
|  |  | 172 | 175 | 3797.5 | 7128 | 10925.5 | 2848.125 | 27723 | 16954.0179 | 0.88 | 7.4 | 28 | 8 | M23
|  |  | 173 | 175 | 3797.5 | 6319 | 10116.5 | 2848.125 | 24574 | 14704.7321 | 0.31 | 7.4 | 25 | 8 | M31 | 173
|  |  | 174 | 180 | 3906 | 6134 | 10040 | 2929.5 | 23858 | 14111.9286 | 0.6 | 5.6 | 29 | 6 | M31 | 174
|  |  | 175 | 180 | 3906 | 7275 | 11181 | 2929.5 | 28292 | 17279.0714 | 0.93 | 7.4 | 29 | 8 | M23
|  |  | 176 | 180 | 3906 | 6454 | 10360 | 2929.5 | 25100 | 14999.0714 | 0.33 | 7.4 | 26 | 8 | M31 | 176
|  |  | 177 | 185 | 4014.5 | 6260 | 10274.5 | 3010.875 | 24344 | 14377.6964 | 0.63 | 5.6 | 29 | 6 | M31 | 177
|  |  | 178 | 185 | 4014.5 | 7421 | 11435.5 | 3010.875 | 28862 | 17604.8393 | 0.98 | 7.4 | 29 | 8 | M23
|  |  | 179 | 185 | 4014.5 | 6587 | 10601.5 | 3010.875 | 25618 | 15287.6964 | 0.35 | 7.4 | 26 | 8 | M31 | 179
|  |  | 180 | 190 | 4123 | 6384 | 10507 | 3092.25 | 24827 | 14641.3214 | 0.66 | 5.6 | 29 | 6 | M31 | 180
|  |  | 181 | 190 | 4123 | 7568 | 11691 | 3092.25 | 29431 | 17929.8929 | 1.04 | 7.4 | 29 | 8 | M23
|  |  | 182 | 190 | 4123 | 6720 | 10843 | 3092.25 | 26136 | 15576.3214 | 0.37 | 7.4 | 26 | 8 | M31 | 182
|  |  | 183 | 195 | 4231.5 | 6503 | 10734.5 | 3173.625 | 25291 | 14891.375 | 0.7 | 5.6 | 30 | 6 | M31 | 183
|  |  | 184 | 195 | 4231.5 | 7714 | 11945.5 | 3173.625 | 30000 | 18254.9464 | 1.09 | 7.4 | 30 | 8 | M23
|  |  | 185 | 195 | 4231.5 | 6853 | 11084.5 | 3173.625 | 26653 | 15864.2321 | 0.39 | 7.4 | 27 | 8 | M31 | 185
|  |  | 186 | 200 | 4340 | 6622 | 10962 | 3255 | 25755 | 15141.4286 | 0.74 | 5.6 | 30 | 6 | M31
|  |  | 187 | 200 | 4340 | 6986 | 11326 | 3255 | 27171 | 16152.8571 | 0.41 | 7.4 | 27 | 8 | M31 | 187
|  |  | 188 | 205 | 4448.5 | 6742 | 11190.5 | 3336.375 | 26219 | 15391.4821 | 0.77 | 5.6 | 30 | 6 | M31
|  |  | 189 | 205 | 4448.5 | 7118 | 11566.5 | 3336.375 | 27681 | 16435.7679 | 0.43 | 7.4 | 27 | 8 | M31 | 189
|  |  | 190 | 210 | 4557 | 6860 | 11417 | 3417.75 | 26679 | 15638.6786 | 0.81 | 5.6 | 31 | 6 | M31
|  |  | 191 | 210 | 4557 | 7242 | 11799 | 3417.75 | 28166 | 16700.8214 | 0.45 | 7.4 | 28 | 8 | M31 | 191
|  |  | 192 | 215 | 4665.5 | 6973 | 11638.5 | 3499.125 | 27118 | 15870.875 | 0.85 | 5.6 | 31 | 6 | M31
|  |  | 193 | 215 | 4665.5 | 7367 | 12032.5 | 3499.125 | 28651 | 16965.875 | 0.47 | 7.4 | 28 | 8 | M31 | 193
|  |  | 194 | 220 | 4774 | 7086 | 11860 | 3580.5 | 27558 | 16103.7857 | 0.89 | 5.6 | 32 | 6 | M31
|  |  | 195 | 220 | 4774 | 7492 | 12266 | 3580.5 | 29136 | 17230.9286 | 0.49 | 7.4 | 29 | 8 | M31 | 195
|  |  | 196 | 225 | 4882.5 | 7199 | 12081.5 | 3661.875 | 27997 | 16335.9821 | 0.93 | 5.6 | 32 | 6 | M31
|  |  | 197 | 225 | 4882.5 | 7616 | 12498.5 | 3661.875 | 29621 | 17495.9821 | 0.52 | 7.4 | 29 | 8 | M31 | 197
|  |  | 198 | 230 | 4991 | 7311 | 12302 | 3743.25 | 28433 | 16566.0357 | 0.97 | 5.6 | 32 | 6 | M31
|  |  | 199 | 230 | 4991 | 7741 | 12732 | 3743.25 | 30106 | 17761.0357 | 0.54 | 7.4 | 30 | 8 | M31 | 199
|  |  | 200 | 235 | 5099.5 | 7419 | 12518.5 | 3824.625 | 28852 | 16783.9464 | 1.01 | 5.6 | 33 | 6 | M31
|  |  | 201 | 235 | 5099.5 | 7860 | 12959.5 | 3824.625 | 30569 | 18010.375 | 0.56 | 7.4 | 30 | 8 | M31 | 201
|  |  | 202 | 240 | 5208 | 7527 | 12735 | 3906 | 29271 | 17001.8571 | 1.06 | 5.6 | 33 | 6 | M31
|  |  | 203 | 240 | 5208 | 7978 | 13186 | 3906 | 31027 | 18256.1429 | 0.59 | 7.4 | 31 | 8 | M31 | 203
|  |  | 204 | 245 | 5316.5 | 7634 | 12950.5 | 3987.375 | 29691 | 17220.4821 | 1.1 | 5.6 | 34 | 6 | M31
|  |  | 205 | 245 | 5316.5 | 8096 | 13412.5 | 3987.375 | 31484 | 18501.1964 | 0.61 | 7.4 | 31 | 8 | M31 | 205
|  |  | 206 | 250 | 5425 | 8213 | 13638 | 4068.75 | 31942 | 18746.9643 | 0.64 | 7.4 | 32 | 8 | M31 | 206
|  |  | 207 | 255 | 5533.5 | 8331 | 13864.5 | 4150.125 | 32400 | 18992.7321 | 0.66 | 7.4 | 33 | 8 | M31 | 207
|  |  | 208 | 260 | 5642 | 8446 | 14088 | 4231.5 | 32848 | 19231.3571 | 0.69 | 7.4 | 33 | 8 | M31 | 208
|  |  | 209 | 265 | 5750.5 | 8557 | 14307.5 | 4312.875 | 33280 | 19458.5536 | 0.71 | 7.4 | 34 | 8 | M31 | 209
|  |  | 210 | 270 | 5859 | 8668 | 14527 | 4394.25 | 33712 | 19685.75 | 0.74 | 7.4 | 35 | 8 | M31
|  |  | 211 | 275 | 5967.5 | 8780 | 14747.5 | 4475.625 | 34144 | 19912.9464 | 0.77 | 7.4 | 36 | 8 | M31
|  |  | 212 | 280 | 6076 | 8891 | 14967 | 4557 | 34576 | 20140.1429 | 0.8 | 7.4 | 36 | 8 | M31
|  |  | 213 | 285 | 6184.5 | 9002 | 15186.5 | 4638.375 | 35009 | 20368.0536 | 0.82 | 7.4 | 37 | 8 | M31
|  |  | 214 | 290 | 6293 | 9107 | 15400 | 4719.75 | 35417 | 20578.1071 | 0.85 | 7.4 | 38 | 8 | M31
|  |  | 215 | 295 | 6401.5 | 9212 | 15613.5 | 4801.125 | 35824 | 20787.4464 | 0.88 | 7.4 | 38 | 8 | M31
|  |  | 216 | 300 | 6510 | 9316 | 15826 | 4882.5 | 36231 | 20996.7857 | 0.91 | 7.4 | 39 | 8 | M31
|  |  | 217 | 305 | 6618.5 | 9421 | 16039.5 | 4963.875 | 36638 | 21206.125 | 0.93 | 7.4 | 40 | 8 | M31
|  |  | 218 | 310 | 6727 | 9526 | 16253 | 5045.25 | 37046 | 21416.1786 | 0.96 | 7.4 | 40 | 8 | M31
|  |  | 219 | 315 | 6835.5 | 9628 | 16463.5 | 5126.625 | 37443 | 21618.375 | 0.99 | 7.4 | 41 | 8 | M31
|  |  | 220 | 320 | 6944 | 9727 | 16671 | 5208 | 37830 | 21813.4286 | 1.02 | 7.4 | 42 | 8 | M31
|  |  | 221 | 325 | 7052.5 | 9827 | 16879.5 | 5289.375 | 38218 | 22009.1964 | 1.06 | 7.4 | 42 | 8 | M31
|  |  | 222 | 330 | 7161 | 9927 | 17088 | 5370.75 | 38605 | 22204.25 | 1.09 | 7.4 | 43 | 8 | M31
|  |  | 223 | 335 | 7269.5 | 10026 | 17295.5 | 5452.125 | 38993 | 22400.0179 | 1.12 | 7.4 | 43 | 8 | M31
|  |  | 1 | 5 | 108.5 | 304 | 412.5 | 81.375 | 946 | 594.3393 | 0.21 | 1.6 | 19 | 2 | M13
|  |  | 2 | 10 | 217 | 653 | 870 | 162.75 | 2033 | 1289.3929 | 0.31 | 1.6 | 19 | 2 | M17
|  |  | 3 | 10 | 217 | 565 | 782 | 162.75 | 1757 | 1092.25 | 0.82 | 1.6 | 27 | 2 | M13
|  |  | 4 | 15 | 325.5 | 930 | 1255.5 | 244.125 | 2894 | 1823.0179 | 0.69 | 1.6 | 24 | 2 | M17
|  |  | 5 | 15 | 325.5 | 702 | 1027.5 | 244.125 | 2186 | 1317.3036 | 0.2 | 1.6 | 18 | 2 | M23
|  |  | 6 | 15 | 325.5 | 879 | 1204.5 | 244.125 | 2735 | 1709.4464 | 0.29 | 2.9 | 19 | 4 | M13
|  |  | 7 | 20 | 434 | 906 | 1340 | 325.5 | 2821 | 1689.5 | 0.34 | 1.6 | 21 | 2 | M23
|  |  | 8 | 20 | 434 | 1309 | 1743 | 325.5 | 4073 | 2583.7857 | 0.2 | 2.9 | 16 | 4 | M17
|  |  | 9 | 20 | 434 | 1132 | 1566 | 325.5 | 3524 | 2191.6429 | 0.51 | 2.9 | 23 | 4 | M13
|  |  | 10 | 20 | 434 | 1182 | 1616 | 325.5 | 3679 | 2302.3571 | 0.2 | 4.2 | 17 | 6 | M13
|  |  | 11 | 25 | 542.5 | 1099 | 1641.5 | 406.875 | 3420 | 2035.9821 | 0.53 | 1.6 | 24 | 2 | M23
|  |  | 12 | 25 | 542.5 | 958 | 1500.5 | 406.875 | 2981 | 1722.4107 | 0.15 | 1.6 | 16 | 2 | M31
|  |  | 13 | 25 | 542.5 | 1594 | 2136.5 | 406.875 | 4960 | 3135.9821 | 0.31 | 2.9 | 19 | 4 | M17
|  |  | 14 | 25 | 542.5 | 1369 | 1911.5 | 406.875 | 4260 | 2635.9821 | 0.8 | 2.9 | 26 | 4 | M13
|  |  | 15 | 25 | 542.5 | 1662 | 2204.5 | 406.875 | 5171 | 3286.6964 | 0.13 | 4.2 | 15 | 6 | M17
|  |  | 16 | 25 | 542.5 | 1439 | 1981.5 | 406.875 | 4477 | 2790.9821 | 0.31 | 4.2 | 20 | 6 | M13
|  |  | 17 | 25 | 542.5 | 1474 | 2016.5 | 406.875 | 4588 | 2870.2679 | 0.17 | 5.5 | 16 | 8 | M13
|  |  | 18 | 30 | 651 | 1280 | 1931 | 488.25 | 3984 | 2357.4643 | 0.77 | 1.6 | 27 | 2 | M23
|  |  | 19 | 30 | 651 | 1120 | 1771 | 488.25 | 3485 | 2001.0357 | 0.22 | 1.6 | 18 | 2 | M31
|  |  | 20 | 30 | 651 | 1865 | 2516 | 488.25 | 5805 | 3658.1786 | 0.45 | 2.9 | 21 | 4 | M17
|  |  | 21 | 30 | 651 | 1408 | 2059 | 488.25 | 4382 | 2641.75 | 0.13 | 2.9 | 15 | 4 | M23
|  |  | 22 | 30 | 651 | 1951 | 2602 | 488.25 | 6070 | 3847.4643 | 0.18 | 4.2 | 16 | 6 | M17
|  |  | 23 | 30 | 651 | 1684 | 2335 | 488.25 | 5241 | 3255.3214 | 0.45 | 4.2 | 23 | 6 | M13
|  |  | 24 | 30 | 651 | 1731 | 2382 | 488.25 | 5388 | 3360.3214 | 0.24 | 5.5 | 19 | 8 | M13
|  |  | 25 | 35 | 759.5 | 1452 | 2211.5 | 569.625 | 4517 | 2656.8036 | 1.04 | 1.6 | 29 | 2 | M23
|  |  | 26 | 35 | 759.5 | 1274 | 2033.5 | 569.625 | 3963 | 2261.0893 | 0.3 | 1.6 | 20 | 2 | M31
|  |  | 27 | 35 | 759.5 | 2122 | 2881.5 | 569.625 | 6603 | 4146.8036 | 0.61 | 2.9 | 23 | 4 | M17
|  |  | 28 | 35 | 759.5 | 1616 | 2375.5 | 569.625 | 5030 | 3023.2321 | 0.18 | 2.9 | 17 | 4 | M23
|  |  | 29 | 35 | 759.5 | 2238 | 2997.5 | 569.625 | 6962 | 4403.2321 | 0.25 | 4.2 | 18 | 6 | M17
|  |  | 30 | 35 | 759.5 | 1921 | 2680.5 | 569.625 | 5978 | 3700.375 | 0.61 | 4.2 | 25 | 6 | M13
|  |  | 31 | 35 | 759.5 | 2297 | 3056.5 | 569.625 | 7148 | 4536.0893 | 0.14 | 5.5 | 15 | 8 | M17 | 31
|  |  | 32 | 35 | 759.5 | 1981 | 2740.5 | 569.625 | 6165 | 3833.9464 | 0.33 | 5.5 | 21 | 8 | M13
|  |  | 33 | 40 | 868 | 1420 | 2288 | 651 | 4420 | 2506.1429 | 0.39 | 1.6 | 22 | 2 | M31
|  |  | 34 | 40 | 868 | 2366 | 3234 | 651 | 7363 | 4608.2857 | 0.8 | 2.9 | 25 | 4 | M17
|  |  | 35 | 40 | 868 | 1819 | 2687 | 651 | 5660 | 3391.8571 | 0.23 | 2.9 | 19 | 4 | M23
|  |  | 36 | 40 | 868 | 2506 | 3374 | 651 | 7797 | 4918.2857 | 0.32 | 4.2 | 19 | 6 | M17 | 36 | 36
|  |  | 37 | 40 | 868 | 2143 | 3011 | 651 | 6667 | 4111.1429 | 0.8 | 4.2 | 26 | 6 | M13
|  |  | 38 | 40 | 868 | 2577 | 3445 | 651 | 8018 | 5076.1429 | 0.18 | 5.5 | 16 | 8 | M17 | 38
|  |  | 39 | 40 | 868 | 2219 | 3087 | 651 | 6906 | 4281.8571 | 0.43 | 5.5 | 22 | 8 | M13 | 39
|  |  | 40 | 45 | 976.5 | 1561 | 2537.5 | 732.375 | 4856 | 2736.1964 | 0.49 | 1.6 | 23 | 2 | M31
|  |  | 41 | 45 | 976.5 | 2601 | 3577.5 | 732.375 | 8094 | 5049.0536 | 1.01 | 2.9 | 26 | 4 | M17
|  |  | 42 | 45 | 976.5 | 2014 | 2990.5 | 732.375 | 6265 | 3742.625 | 0.3 | 2.9 | 20 | 4 | M23
|  |  | 43 | 45 | 976.5 | 2771 | 3747.5 | 732.375 | 8622 | 5426.1964 | 0.41 | 4.2 | 21 | 6 | M17 | 43
|  |  | 44 | 45 | 976.5 | 2357 | 3333.5 | 732.375 | 7335 | 4506.9107 | 1.01 | 4.2 | 28 | 6 | M13
|  |  | 45 | 45 | 976.5 | 2857 | 3833.5 | 732.375 | 8888 | 5616.1964 | 0.23 | 5.5 | 17 | 8 | M17 | 45
|  |  | 46 | 45 | 976.5 | 2449 | 3425.5 | 732.375 | 7620 | 4710.4821 | 0.54 | 5.5 | 24 | 8 | M13 | 46
|  |  | 47 | 50 | 1085 | 1696 | 2781 | 813.75 | 5276 | 2954.8214 | 0.6 | 1.6 | 25 | 2 | M31
|  |  | 48 | 50 | 1085 | 2205 | 3290 | 813.75 | 6860 | 4086.25 | 0.36 | 2.9 | 21 | 4 | M23 | 48
|  |  | 49 | 50 | 1085 | 3022 | 4107 | 813.75 | 9402 | 5901.9643 | 0.5 | 4.2 | 22 | 6 | M17 | 49
|  |  | 50 | 50 | 1085 | 2306 | 3391 | 813.75 | 7174 | 4310.5357 | 0.16 | 4.2 | 16 | 6 | M23 | 50
|  |  | 51 | 50 | 1085 | 3130 | 4215 | 813.75 | 9738 | 6141.9643 | 0.28 | 5.5 | 19 | 8 | M17 | 51
|  |  | 52 | 50 | 1085 | 2673 | 3758 | 813.75 | 8316 | 5126.25 | 0.67 | 5.5 | 25 | 8 | M13 | 52
|  |  | 53 | 55 | 1193.5 | 1826 | 3019.5 | 895.125 | 5681 | 3162.7321 | 0.73 | 1.6 | 26 | 2 | M31
|  |  | 54 | 55 | 1193.5 | 2387 | 3580.5 | 895.125 | 7426 | 4409.1607 | 0.44 | 2.9 | 23 | 4 | M23 | 54
|  |  | 55 | 55 | 1193.5 | 2086 | 3279.5 | 895.125 | 6490 | 3740.5893 | 0.16 | 2.9 | 18 | 4 | M31 | 55
|  |  | 56 | 55 | 1193.5 | 3269 | 4462.5 | 895.125 | 10172 | 6370.5893 | 0.61 | 4.2 | 23 | 6 | M17 | 56
|  |  | 57 | 55 | 1193.5 | 2509 | 3702.5 | 895.125 | 7807 | 4681.3036 | 0.19 | 4.2 | 17 | 6 | M23 | 57
|  |  | 58 | 55 | 1193.5 | 3387 | 4580.5 | 895.125 | 10537 | 6631.3036 | 0.33 | 5.5 | 20 | 8 | M17 | 58
|  |  | 59 | 55 | 1193.5 | 2890 | 4083.5 | 895.125 | 8992 | 5527.7321 | 0.8 | 5.5 | 27 | 8 | M13
|  |  | 60 | 60 | 1302 | 1952 | 3254 | 976.5 | 6073 | 3361.3571 | 0.86 | 1.6 | 27 | 2 | M31
|  |  | 61 | 60 | 1302 | 2568 | 3870 | 976.5 | 7989 | 4729.9286 | 0.52 | 2.9 | 24 | 4 | M23 | 61
|  |  | 62 | 60 | 1302 | 2245 | 3547 | 976.5 | 6986 | 4013.5 | 0.19 | 2.9 | 19 | 4 | M31 | 62
|  |  | 63 | 60 | 1302 | 3504 | 4806 | 976.5 | 10903 | 6811.3571 | 0.72 | 4.2 | 25 | 6 | M17
|  |  | 64 | 60 | 1302 | 2710 | 4012 | 976.5 | 8434 | 5047.7857 | 0.23 | 4.2 | 19 | 6 | M23 | 64
|  |  | 65 | 60 | 1302 | 3643 | 4945 | 976.5 | 11336 | 7120.6429 | 0.4 | 5.5 | 21 | 8 | M17 | 65
|  |  | 66 | 60 | 1302 | 3099 | 4401 | 976.5 | 9642 | 5910.6429 | 0.96 | 5.5 | 28 | 8 | M13
|  |  | 67 | 65 | 1410.5 | 2073 | 3483.5 | 1057.875 | 6449 | 3548.5536 | 1.01 | 1.6 | 28 | 2 | M31
|  |  | 68 | 65 | 1410.5 | 2739 | 4149.5 | 1057.875 | 8523 | 5029.9821 | 0.61 | 2.9 | 25 | 4 | M23 | 68
|  |  | 69 | 65 | 1410.5 | 2400 | 3810.5 | 1057.875 | 7468 | 4276.4107 | 0.22 | 2.9 | 20 | 4 | M31 | 69
|  |  | 70 | 65 | 1410.5 | 3736 | 5146.5 | 1057.875 | 11624 | 7244.9821 | 0.84 | 4.2 | 26 | 6 | M17
|  |  | 71 | 65 | 1410.5 | 2899 | 4309.5 | 1057.875 | 9019 | 5384.2679 | 0.26 | 4.2 | 20 | 6 | M23 | 71
|  |  | 72 | 65 | 1410.5 | 3893 | 5303.5 | 1057.875 | 12113 | 7594.2679 | 0.47 | 5.5 | 22 | 8 | M17 | 72
|  |  | 73 | 65 | 1410.5 | 3293 | 4703.5 | 1057.875 | 10245 | 6259.9821 | 1.12 | 5.5 | 29 | 8 | M13
|  |  | 74 | 65 | 1410.5 | 2980 | 4390.5 | 1057.875 | 9271 | 5564.2679 | 0.16 | 5.5 | 17 | 8 | M23 | 74
|  |  | 75 | 70 | 1519 | 2911 | 4430 | 1139.25 | 9058 | 5330.75 | 0.71 | 2.9 | 26 | 4 | M23 | 75
|  |  | 76 | 70 | 1519 | 2555 | 4074 | 1139.25 | 7950 | 4539.3214 | 0.26 | 2.9 | 21 | 4 | M31 | 76
|  |  | 77 | 70 | 1519 | 3957 | 5476 | 1139.25 | 12312 | 7655.0357 | 0.98 | 4.2 | 27 | 6 | M17
|  |  | 78 | 70 | 1519 | 3087 | 4606 | 1139.25 | 9605 | 5721.4643 | 0.3 | 4.2 | 21 | 6 | M23 | 78
|  |  | 79 | 70 | 1519 | 4136 | 5655 | 1139.25 | 12869 | 8052.8929 | 0.54 | 5.5 | 23 | 8 | M17 | 79
|  |  | 80 | 70 | 1519 | 3178 | 4697 | 1139.25 | 9887 | 5922.8929 | 0.18 | 5.5 | 18 | 8 | M23 | 80
|  |  | 81 | 75 | 1627.5 | 3074 | 4701.5 | 1220.625 | 9566 | 5612.2321 | 0.78 | 2.9 | 26 | 4 | M23
|  |  | 82 | 75 | 1627.5 | 2701 | 4328.5 | 1220.625 | 8405 | 4782.9464 | 0.27 | 2.9 | 22 | 4 | M31 | 82
|  |  | 83 | 75 | 1627.5 | 4175 | 5802.5 | 1220.625 | 12989 | 8057.2321 | 1.09 | 4.2 | 27 | 6 | M17
|  |  | 84 | 75 | 1627.5 | 3275 | 4902.5 | 1220.625 | 10190 | 6057.9464 | 0.32 | 4.2 | 21 | 6 | M23 | 84
|  |  | 85 | 75 | 1627.5 | 4379 | 6006.5 | 1220.625 | 13625 | 8511.5179 | 0.59 | 5.5 | 24 | 8 | M17 | 85
|  |  | 86 | 75 | 1627.5 | 3376 | 5003.5 | 1220.625 | 10504 | 6282.2321 | 0.18 | 5.5 | 17 | 8 | M23 | 86
|  |  | 87 | 80 | 1736 | 3237 | 4973 | 1302 | 10072 | 5892.2857 | 0.89 | 2.9 | 27 | 4 | M23
|  |  | 88 | 80 | 1736 | 2847 | 4583 | 1302 | 8860 | 5026.5714 | 0.31 | 2.9 | 22 | 4 | M31 | 88
|  |  | 89 | 80 | 1736 | 3454 | 5190 | 1302 | 10747 | 6374.4286 | 0.37 | 4.2 | 22 | 6 | M23 | 89
|  |  | 90 | 80 | 1736 | 4603 | 6339 | 1302 | 14321 | 8927.2857 | 0.67 | 5.5 | 25 | 8 | M17 | 90
|  |  | 91 | 80 | 1736 | 3574 | 5310 | 1302 | 11121 | 6641.5714 | 0.21 | 5.5 | 18 | 8 | M23 | 91
|  |  | 92 | 85 | 1844.5 | 3393 | 5237.5 | 1383.375 | 10559 | 6158.7679 | 1.01 | 2.9 | 28 | 4 | M23
|  |  | 93 | 85 | 1844.5 | 2990 | 4834.5 | 1383.375 | 9303 | 5261.625 | 0.34 | 2.9 | 23 | 4 | M31 | 93
|  |  | 94 | 85 | 1844.5 | 3630 | 5474.5 | 1383.375 | 11293 | 6683.0536 | 0.41 | 4.2 | 23 | 6 | M23 | 94
|  |  | 95 | 85 | 1844.5 | 3178 | 5022.5 | 1383.375 | 9887 | 5678.7679 | 0.16 | 4.2 | 19 | 6 | M31 | 95
|  |  | 96 | 85 | 1844.5 | 4820 | 6664.5 | 1383.375 | 14996 | 9328.0536 | 0.76 | 5.5 | 25 | 8 | M17
|  |  | 97 | 85 | 1844.5 | 3760 | 5604.5 | 1383.375 | 11698 | 6972.3393 | 0.23 | 5.5 | 19 | 8 | M23 | 97
|  |  | 98 | 90 | 1953 | 3129 | 5082 | 1464.75 | 9734 | 5488.1071 | 0.38 | 2.9 | 24 | 4 | M31 | 98
|  |  | 99 | 90 | 1953 | 3805 | 5758 | 1464.75 | 11839 | 6991.6786 | 0.46 | 4.2 | 23 | 6 | M23 | 99
|  |  | 100 | 90 | 1953 | 3337 | 5290 | 1464.75 | 10383 | 5951.6786 | 0.18 | 4.2 | 20 | 6 | M31 | 100
|  |  | 101 | 90 | 1953 | 5036 | 6989 | 1464.75 | 15670 | 9728.1071 | 0.85 | 5.5 | 26 | 8 | M17
|  |  | 102 | 90 | 1953 | 3942 | 5895 | 1464.75 | 12264 | 7295.25 | 0.26 | 5.5 | 20 | 8 | M23 | 102
|  |  | 103 | 95 | 2061.5 | 3267 | 5328.5 | 1546.125 | 10166 | 5715.3036 | 0.43 | 2.9 | 25 | 4 | M31 | 103
|  |  | 104 | 95 | 2061.5 | 3977 | 6038.5 | 1546.125 | 12374 | 7292.4464 | 0.51 | 4.2 | 24 | 6 | M23 | 104
|  |  | 105 | 95 | 2061.5 | 3487 | 5548.5 | 1546.125 | 10848 | 6202.4464 | 0.2 | 4.2 | 20 | 6 | M31 | 105
|  |  | 106 | 95 | 2061.5 | 5244 | 7305.5 | 1546.125 | 16315 | 10107.4464 | 0.94 | 5.5 | 27 | 8 | M17
|  |  | 107 | 95 | 2061.5 | 4124 | 6185.5 | 1546.125 | 12830 | 7618.1607 | 0.29 | 5.5 | 21 | 8 | M23 | 107
|  |  | 108 | 100 | 2170 | 3399 | 5569 | 1627.5 | 10576 | 5926.7857 | 0.47 | 2.9 | 25 | 4 | M31 | 108
|  |  | 109 | 100 | 2170 | 4141 | 6311 | 1627.5 | 12885 | 7576.0714 | 0.57 | 4.2 | 25 | 6 | M23 | 109
|  |  | 110 | 100 | 2170 | 3636 | 5806 | 1627.5 | 11313 | 6453.2143 | 0.22 | 4.2 | 21 | 6 | M31 | 110
|  |  | 111 | 100 | 2170 | 5450 | 7620 | 1627.5 | 16957 | 10484.6429 | 1.05 | 5.5 | 27 | 8 | M17
|  |  | 112 | 100 | 2170 | 4306 | 6476 | 1627.5 | 13397 | 7941.7857 | 0.32 | 5.5 | 21 | 8 | M23 | 112
|  |  | 113 | 105 | 2278.5 | 3531 | 5809.5 | 1708.875 | 10986 | 6138.2679 | 0.52 | 2.9 | 26 | 4 | M31 | 113
|  |  | 114 | 105 | 2278.5 | 4306 | 6584.5 | 1708.875 | 13396 | 7859.6964 | 0.63 | 4.2 | 25 | 6 | M23 | 114
|  |  | 115 | 105 | 2278.5 | 3786 | 6064.5 | 1708.875 | 11778 | 6703.9821 | 0.24 | 4.2 | 22 | 6 | M31 | 115
|  |  | 116 | 105 | 2278.5 | 4486 | 6764.5 | 1708.875 | 13958 | 8261.125 | 0.35 | 5.5 | 22 | 8 | M23 | 116
|  |  | 117 | 110 | 2387 | 3660 | 6047 | 1790.25 | 11388 | 6344.0357 | 0.57 | 2.9 | 27 | 4 | M31 | 117
|  |  | 118 | 110 | 2387 | 4470 | 6857 | 1790.25 | 13908 | 8144.0357 | 0.69 | 4.2 | 26 | 6 | M23 | 118
|  |  | 119 | 110 | 2387 | 3934 | 6321 | 1790.25 | 12241 | 6953.3214 | 0.26 | 4.2 | 22 | 6 | M31 | 119
|  |  | 120 | 110 | 2387 | 4658 | 7045 | 1790.25 | 14494 | 8562.6071 | 0.39 | 5.5 | 22 | 8 | M23 | 120
|  |  | 121 | 115 | 2495.5 | 3785 | 6280.5 | 1871.625 | 11777 | 6540.5179 | 0.6 | 2.9 | 27 | 4 | M31 | 121
|  |  | 122 | 115 | 2495.5 | 4625 | 7120.5 | 1871.625 | 14390 | 8406.9464 | 0.73 | 4.2 | 26 | 6 | M23
|  |  | 123 | 115 | 2495.5 | 4074 | 6569.5 | 1871.625 | 12677 | 7183.375 | 0.26 | 4.2 | 23 | 6 | M31 | 123
|  |  | 124 | 115 | 2495.5 | 4831 | 7326.5 | 1871.625 | 15030 | 8864.0893 | 0.4 | 5.5 | 23 | 8 | M23 | 124
|  |  | 125 | 120 | 2604 | 3911 | 6515 | 1953 | 12167 | 6737.7143 | 0.65 | 2.9 | 28 | 4 | M31 | 125
|  |  | 126 | 120 | 2604 | 4780 | 7384 | 1953 | 14871 | 8669.1429 | 0.79 | 4.2 | 27 | 6 | M23
|  |  | 127 | 120 | 2604 | 4214 | 6818 | 1953 | 13112 | 7412.7143 | 0.28 | 4.2 | 23 | 6 | M31 | 127
|  |  | 128 | 120 | 2604 | 5003 | 7607 | 1953 | 15566 | 9165.5714 | 0.43 | 5.5 | 23 | 8 | M23 | 128
|  |  | 129 | 120 | 2604 | 4387 | 6991 | 1953 | 13648 | 7795.5714 | 0.17 | 5.5 | 20 | 8 | M31 | 129
|  |  | 130 | 125 | 2712.5 | 4031 | 6743.5 | 2034.375 | 12541 | 6923.4821 | 0.71 | 2.9 | 28 | 4 | M31 | 130
|  |  | 131 | 125 | 2712.5 | 4934 | 7646.5 | 2034.375 | 15351 | 8930.625 | 0.86 | 4.2 | 27 | 6 | M23
|  |  | 132 | 125 | 2712.5 | 4354 | 7066.5 | 2034.375 | 13548 | 7642.7679 | 0.31 | 4.2 | 24 | 6 | M31 | 132
|  |  | 133 | 125 | 2712.5 | 5175 | 7887.5 | 2034.375 | 16102 | 9467.0536 | 0.47 | 5.5 | 24 | 8 | M23 | 133
|  |  | 134 | 125 | 2712.5 | 4537 | 7249.5 | 2034.375 | 14117 | 8049.1964 | 0.18 | 5.5 | 21 | 8 | M31 | 134
|  |  | 135 | 130 | 2821 | 4150 | 6971 | 2115.75 | 12912 | 7107.1071 | 0.77 | 2.9 | 29 | 4 | M31
|  |  | 136 | 130 | 2821 | 5084 | 7905 | 2115.75 | 15818 | 9182.8214 | 0.93 | 4.2 | 28 | 6 | M23
|  |  | 137 | 130 | 2821 | 4494 | 7315 | 2115.75 | 13981 | 7870.6786 | 0.33 | 4.2 | 24 | 6 | M31 | 137
|  |  | 138 | 130 | 2821 | 5338 | 8159 | 2115.75 | 16607 | 9746.3929 | 0.51 | 5.5 | 24 | 8 | M23 | 138
|  |  | 139 | 130 | 2821 | 4684 | 7505 | 2115.75 | 14573 | 8293.5357 | 0.19 | 5.5 | 22 | 8 | M31 | 139
|  |  | 140 | 135 | 2929.5 | 4268 | 7197.5 | 2197.125 | 13278 | 7287.1607 | 0.83 | 2.9 | 29 | 4 | M31
|  |  | 141 | 135 | 2929.5 | 5230 | 8159.5 | 2197.125 | 16273 | 9426.4464 | 1 | 4.2 | 28 | 6 | M23
|  |  | 142 | 135 | 2929.5 | 4625 | 7554.5 | 2197.125 | 14390 | 8081.4464 | 0.36 | 4.2 | 25 | 6 | M31 | 142
|  |  | 143 | 135 | 2929.5 | 5491 | 8420.5 | 2197.125 | 17085 | 10006.4464 | 0.55 | 5.5 | 25 | 8 | M23 | 143
|  |  | 144 | 135 | 2929.5 | 4831 | 7760.5 | 2197.125 | 15030 | 8538.5893 | 0.21 | 5.5 | 22 | 8 | M31 | 144
|  |  | 145 | 140 | 3038 | 4382 | 7420 | 2278.5 | 13634 | 7460.0714 | 0.89 | 2.9 | 30 | 4 | M31
|  |  | 146 | 140 | 3038 | 5377 | 8415 | 2278.5 | 16728 | 9670.0714 | 1.07 | 4.2 | 29 | 6 | M23
|  |  | 147 | 140 | 3038 | 4757 | 7795 | 2278.5 | 14800 | 8292.9286 | 0.38 | 4.2 | 25 | 6 | M31 | 147
|  |  | 148 | 140 | 3038 | 5645 | 8683 | 2278.5 | 17563 | 10266.5 | 0.59 | 5.5 | 25 | 8 | M23 | 148
|  |  | 149 | 140 | 3038 | 4977 | 8015 | 2278.5 | 15487 | 8783.6429 | 0.22 | 5.5 | 22 | 8 | M31 | 149
|  |  | 150 | 145 | 3146.5 | 4497 | 7643.5 | 2359.875 | 13991 | 7633.6964 | 0.95 | 2.9 | 30 | 4 | M31
|  |  | 151 | 145 | 3146.5 | 4888 | 8034.5 | 2359.875 | 15209 | 8503.6964 | 0.41 | 4.2 | 26 | 6 | M31 | 151
|  |  | 152 | 145 | 3146.5 | 5799 | 8945.5 | 2359.875 | 18041 | 10526.5536 | 0.63 | 5.5 | 26 | 8 | M23 | 152
|  |  | 153 | 145 | 3146.5 | 5124 | 8270.5 | 2359.875 | 15943 | 9027.9821 | 0.24 | 5.5 | 23 | 8 | M31 | 153
|  |  | 154 | 150 | 3255 | 4607 | 7862 | 2441.25 | 14335 | 7798.0357 | 1.02 | 2.9 | 31 | 4 | M31
|  |  | 155 | 150 | 3255 | 5019 | 8274 | 2441.25 | 15616 | 8713.0357 | 0.44 | 4.2 | 26 | 6 | M31 | 155
|  |  | 156 | 150 | 3255 | 5952 | 9207 | 2441.25 | 18519 | 10786.6071 | 0.67 | 5.5 | 26 | 8 | M23 | 156
|  |  | 157 | 150 | 3255 | 5269 | 8524 | 2441.25 | 16394 | 9268.75 | 0.26 | 5.5 | 23 | 8 | M31 | 157
|  |  | 158 | 155 | 3363.5 | 4717 | 8080.5 | 2522.625 | 14677 | 7960.9464 | 1.09 | 2.9 | 31 | 4 | M31
|  |  | 159 | 155 | 3363.5 | 5144 | 8507.5 | 2522.625 | 16003 | 8908.0893 | 0.47 | 4.2 | 27 | 6 | M31 | 159
|  |  | 160 | 155 | 3363.5 | 6099 | 9462.5 | 2522.625 | 18977 | 11032.375 | 0.72 | 5.5 | 27 | 8 | M23
|  |  | 161 | 155 | 3363.5 | 5400 | 8763.5 | 2522.625 | 16801 | 9478.0893 | 0.27 | 5.5 | 24 | 8 | M31 | 161
|  |  | 162 | 160 | 3472 | 5268 | 8740 | 2604 | 16391 | 9103.8571 | 0.5 | 4.2 | 27 | 6 | M31 | 162
|  |  | 163 | 160 | 3472 | 6246 | 9718 | 2604 | 19433 | 11276.7143 | 0.76 | 5.5 | 27 | 8 | M23
|  |  | 164 | 160 | 3472 | 5531 | 9003 | 2604 | 17209 | 9688.1429 | 0.29 | 5.5 | 24 | 8 | M31 | 164
|  |  | 165 | 165 | 3580.5 | 5393 | 8973.5 | 2685.375 | 16779 | 9299.625 | 0.5 | 4.2 | 27 | 6 | M31 | 165
|  |  | 166 | 165 | 3580.5 | 6392 | 9972.5 | 2685.375 | 19889 | 11521.0536 | 0.78 | 5.5 | 28 | 8 | M23
|  |  | 167 | 165 | 3580.5 | 5662 | 9242.5 | 2685.375 | 17616 | 9897.4821 | 0.28 | 5.5 | 25 | 8 | M31 | 167
|  |  | 168 | 170 | 3689 | 5516 | 9205 | 2766.75 | 17163 | 9492.5357 | 0.53 | 4.2 | 28 | 6 | M31 | 168
|  |  | 169 | 170 | 3689 | 6539 | 10228 | 2766.75 | 20344 | 11764.6786 | 0.83 | 5.5 | 28 | 8 | M23
|  |  | 170 | 170 | 3689 | 5793 | 9482 | 2766.75 | 18023 | 10106.8214 | 0.3 | 5.5 | 25 | 8 | M31 | 170
|  |  | 171 | 175 | 3797.5 | 5634 | 9431.5 | 2848.125 | 17528 | 9671.875 | 0.56 | 4.2 | 28 | 6 | M31 | 171
|  |  | 172 | 175 | 3797.5 | 6683 | 10480.5 | 2848.125 | 20792 | 12003.3036 | 0.88 | 5.5 | 28 | 8 | M23
|  |  | 173 | 175 | 3797.5 | 5924 | 9721.5 | 2848.125 | 18431 | 10316.875 | 0.31 | 5.5 | 25 | 8 | M31 | 173
|  |  | 174 | 180 | 3906 | 5751 | 9657 | 2929.5 | 17893 | 9851.2143 | 0.6 | 4.2 | 29 | 6 | M31 | 174
|  |  | 175 | 180 | 3906 | 6820 | 10726 | 2929.5 | 21219 | 12226.9286 | 0.93 | 5.5 | 29 | 8 | M23
|  |  | 176 | 180 | 3906 | 6051 | 9957 | 2929.5 | 18825 | 10516.9286 | 0.33 | 5.5 | 26 | 8 | M31 | 176
|  |  | 177 | 185 | 4014.5 | 5868 | 9882.5 | 3010.875 | 18258 | 10030.5536 | 0.63 | 4.2 | 29 | 6 | M31 | 177
|  |  | 178 | 185 | 4014.5 | 6957 | 10971.5 | 3010.875 | 21646 | 12450.5536 | 0.98 | 5.5 | 29 | 8 | M23
|  |  | 179 | 185 | 4014.5 | 6175 | 10189.5 | 3010.875 | 19213 | 10712.6964 | 0.35 | 5.5 | 26 | 8 | M31 | 179
|  |  | 180 | 190 | 4123 | 5985 | 10108 | 3092.25 | 18620 | 10207.75 | 0.66 | 4.2 | 29 | 6 | M31 | 180
|  |  | 181 | 190 | 4123 | 7095 | 11218 | 3092.25 | 22073 | 12674.1786 | 1.04 | 5.5 | 29 | 8 | M23
|  |  | 182 | 190 | 4123 | 6300 | 10423 | 3092.25 | 19602 | 10909.1786 | 0.37 | 5.5 | 26 | 8 | M31 | 182
|  |  | 183 | 195 | 4231.5 | 6097 | 10328.5 | 3173.625 | 18968 | 10374.9464 | 0.7 | 4.2 | 30 | 6 | M31 | 183
|  |  | 184 | 195 | 4231.5 | 7232 | 11463.5 | 3173.625 | 22500 | 12897.8036 | 1.09 | 5.5 | 30 | 8 | M23
|  |  | 185 | 195 | 4231.5 | 6425 | 10656.5 | 3173.625 | 19990 | 11104.9464 | 0.39 | 5.5 | 27 | 8 | M31 | 185
|  |  | 186 | 200 | 4340 | 6208 | 10548 | 3255 | 19316 | 10542.1429 | 0.74 | 4.2 | 30 | 6 | M31
|  |  | 187 | 200 | 4340 | 6550 | 10890 | 3255 | 20378 | 11300.7143 | 0.41 | 5.5 | 27 | 8 | M31 | 187
|  |  | 188 | 205 | 4448.5 | 6320 | 10768.5 | 3336.375 | 19664 | 10709.3393 | 0.77 | 4.2 | 30 | 6 | M31
|  |  | 189 | 205 | 4448.5 | 6673 | 11121.5 | 3336.375 | 20761 | 11492.9107 | 0.43 | 5.5 | 27 | 8 | M31 | 189
|  |  | 190 | 210 | 4557 | 6431 | 10988 | 3417.75 | 20009 | 10874.3929 | 0.81 | 4.2 | 31 | 6 | M31
|  |  | 191 | 210 | 4557 | 6790 | 11347 | 3417.75 | 21124 | 11670.8214 | 0.45 | 5.5 | 28 | 8 | M31 | 191
|  |  | 192 | 215 | 4665.5 | 6537 | 11202.5 | 3499.125 | 20339 | 11028.7321 | 0.85 | 4.2 | 31 | 6 | M31
|  |  | 193 | 215 | 4665.5 | 6907 | 11572.5 | 3499.125 | 21488 | 11849.4464 | 0.47 | 5.5 | 28 | 8 | M31 | 193
|  |  | 194 | 220 | 4774 | 6643 | 11417 | 3580.5 | 20668 | 11182.3571 | 0.89 | 4.2 | 32 | 6 | M31
|  |  | 195 | 220 | 4774 | 7023 | 11797 | 3580.5 | 21852 | 12028.0714 | 0.49 | 5.5 | 29 | 8 | M31 | 195
|  |  | 196 | 225 | 4882.5 | 6749 | 11631.5 | 3661.875 | 20998 | 11336.6964 | 0.93 | 4.2 | 32 | 6 | M31
|  |  | 197 | 225 | 4882.5 | 7140 | 12022.5 | 3661.875 | 22216 | 12206.6964 | 0.52 | 5.5 | 29 | 8 | M31 | 197
|  |  | 198 | 230 | 4991 | 6854 | 11845 | 3743.25 | 21325 | 11488.8929 | 0.97 | 4.2 | 32 | 6 | M31
|  |  | 199 | 230 | 4991 | 7257 | 12248 | 3743.25 | 22579 | 12384.6071 | 0.54 | 5.5 | 30 | 8 | M31 | 199
|  |  | 200 | 235 | 5099.5 | 6955 | 12054.5 | 3824.625 | 21639 | 11631.8036 | 1.01 | 4.2 | 33 | 6 | M31
|  |  | 201 | 235 | 5099.5 | 7369 | 12468.5 | 3824.625 | 22927 | 12551.8036 | 0.56 | 5.5 | 30 | 8 | M31 | 201
|  |  | 202 | 240 | 5208 | 7056 | 12264 | 3906 | 21953 | 11774.7143 | 1.06 | 4.2 | 33 | 6 | M31
|  |  | 203 | 240 | 5208 | 7479 | 12687 | 3906 | 23270 | 12715.4286 | 0.59 | 5.5 | 31 | 8 | M31 | 203
|  |  | 204 | 245 | 5316.5 | 7157 | 12473.5 | 3987.375 | 22268 | 11918.3393 | 1.1 | 4.2 | 34 | 6 | M31
|  |  | 205 | 245 | 5316.5 | 7590 | 12906.5 | 3987.375 | 23613 | 12879.0536 | 0.61 | 5.5 | 31 | 8 | M31 | 205
|  |  | 206 | 250 | 5425 | 7700 | 13125 | 4068.75 | 23956 | 13042.6786 | 0.64 | 5.5 | 32 | 8 | M31 | 206
|  |  | 207 | 255 | 5533.5 | 7810 | 13343.5 | 4150.125 | 24300 | 13207.0179 | 0.66 | 5.5 | 33 | 8 | M31 | 207
|  |  | 208 | 260 | 5642 | 7918 | 13560 | 4231.5 | 24636 | 13365.6429 | 0.69 | 5.5 | 33 | 8 | M31 | 208
|  |  | 209 | 265 | 5750.5 | 8022 | 13772.5 | 4312.875 | 24960 | 13515.6964 | 0.71 | 5.5 | 34 | 8 | M31 | 209
|  |  | 210 | 270 | 5859 | 8127 | 13986 | 4394.25 | 25284 | 13665.75 | 0.74 | 5.5 | 35 | 8 | M31
|  |  | 211 | 275 | 5967.5 | 8231 | 14198.5 | 4475.625 | 25608 | 13815.8036 | 0.77 | 5.5 | 36 | 8 | M31
|  |  | 212 | 280 | 6076 | 8335 | 14411 | 4557 | 25932 | 13965.8571 | 0.8 | 5.5 | 36 | 8 | M31
|  |  | 213 | 285 | 6184.5 | 8439 | 14623.5 | 4638.375 | 26256 | 14115.9107 | 0.82 | 5.5 | 37 | 8 | M31
|  |  | 214 | 290 | 6293 | 8538 | 14831 | 4719.75 | 26563 | 14253.8214 | 0.85 | 5.5 | 38 | 8 | M31
|  |  | 215 | 295 | 6401.5 | 8636 | 15037.5 | 4801.125 | 26868 | 14390.3036 | 0.88 | 5.5 | 38 | 8 | M31
|  |  | 216 | 300 | 6510 | 8734 | 15244 | 4882.5 | 27173 | 14526.7857 | 0.91 | 5.5 | 39 | 8 | M31
|  |  | 217 | 305 | 6618.5 | 8832 | 15450.5 | 4963.875 | 27479 | 14663.9821 | 0.93 | 5.5 | 40 | 8 | M31
|  |  | 218 | 310 | 6727 | 8930 | 15657 | 5045.25 | 27784 | 14800.4643 | 0.96 | 5.5 | 40 | 8 | M31
|  |  | 219 | 315 | 6835.5 | 9026 | 15861.5 | 5126.625 | 28082 | 14931.9464 | 0.99 | 5.5 | 41 | 8 | M31
|  |  | 220 | 320 | 6944 | 9119 | 16063 | 5208 | 28373 | 15058.4286 | 1.02 | 5.5 | 42 | 8 | M31
|  |  | 221 | 325 | 7052.5 | 9213 | 16265.5 | 5289.375 | 28663 | 15184.1964 | 1.06 | 5.5 | 42 | 8 | M31
|  |  | 222 | 330 | 7161 | 9306 | 16467 | 5370.75 | 28954 | 15310.6786 | 1.09 | 5.5 | 43 | 8 | M31
|  |  | 223 | 335 | 7269.5 | 9400 | 16669.5 | 5452.125 | 29244 | 15436.4464 | 1.12 | 5.5 | 43 | 8 | M31
|  |  | 1 | 10 | 217 | 517 | 734 | 162.75 | 2048 | 1300.1071 | 0.26 | 3.4 | 15 | 2 | M17
|  |  | 2 | 10 | 217 | 567 | 784 | 162.75 | 2247 | 1442.25 | 0.61 | 3.4 | 18 | 2 | M13
|  | NL | 3 | 10 | 217 | 622 | 839 | 162.75 | 2464 | 1597.25 | 0.21 | 4.8 | 15 | 3 | M13
|  |  | 4 | 15 | 325.5 | 516 | 841.5 | 244.125 | 2043 | 1215.1607 | 0.17 | 3.4 | 15 | 2 | M23
|  |  | 5 | 15 | 325.5 | 712 | 1037.5 | 244.125 | 2820 | 1770.1607 | 0.57 | 3.4 | 18 | 2 | M17
|  | NL | 6 | 15 | 325.5 | 786 | 1111.5 | 244.125 | 3113 | 1979.4464 | 0.2 | 4.8 | 15 | 3 | M17
|  | NL | 7 | 15 | 325.5 | 864 | 1189.5 | 244.125 | 3419 | 2198.0179 | 0.47 | 4.8 | 18 | 3 | M13
|  |  | 8 | 15 | 325.5 | 913 | 1238.5 | 244.125 | 3614 | 2337.3036 | 0.24 | 6.1 | 15 | 4 | M13
|  | NL | 9 | 15 | 325.5 | 1058 | 1383.5 | 244.125 | 4187 | 2746.5893 | 0.15 | 7.4 | 15 | 5 | M13
|  |  | 10 | 20 | 434 | 647 | 1081 | 325.5 | 2563 | 1505.2143 | 0.3 | 3.4 | 16 | 2 | M23
|  |  | 11 | 20 | 434 | 881 | 1315 | 325.5 | 3487 | 2165.2143 | 1.01 | 3.4 | 22 | 2 | M17
|  | NL | 12 | 20 | 434 | 991 | 1425 | 325.5 | 3922 | 2475.9286 | 0.35 | 4.8 | 16 | 3 | M17
|  | NL | 13 | 20 | 434 | 1081 | 1515 | 325.5 | 4279 | 2730.9286 | 0.84 | 4.8 | 21 | 3 | M13
|  |  | 14 | 20 | 434 | 1049 | 1483 | 325.5 | 4153 | 2640.9286 | 0.18 | 6.1 | 15 | 4 | M17
|  |  | 15 | 20 | 434 | 1151 | 1585 | 325.5 | 4555 | 2928.0714 | 0.42 | 6.1 | 18 | 4 | M13
|  | NL | 16 | 20 | 434 | 1321 | 1755 | 325.5 | 5231 | 3410.9286 | 0.27 | 7.4 | 16 | 5 | M13
|  |  | 17 | 20 | 434 | 1258 | 1692 | 325.5 | 4979 | 3230.9286 | 0.19 | 8.7 | 16 | 6 | M13
|  | NL | 18 | 20 | 434 | 1693 | 2127 | 325.5 | 6701 | 4460.9286 | 0.14 | 1.3 | 15 | 7 | M13
|  |  | 19 | 25 | 542.5 | 769 | 1311.5 | 406.875 | 3043 | 1766.6964 | 0.47 | 3.4 | 19 | 2 | M23
|  | NL | 20 | 25 | 542.5 | 856 | 1398.5 | 406.875 | 3389 | 2013.8393 | 0.16 | 4.8 | 15 | 3 | M23
|  | NL | 21 | 25 | 542.5 | 1178 | 1720.5 | 406.875 | 4664 | 2924.5536 | 0.55 | 4.8 | 19 | 3 | M17
|  |  | 22 | 25 | 542.5 | 1262 | 1804.5 | 406.875 | 4995 | 3160.9821 | 0.28 | 6.1 | 15 | 4 | M17
|  |  | 23 | 25 | 542.5 | 1374 | 1916.5 | 406.875 | 5439 | 3478.125 | 0.66 | 6.1 | 21 | 4 | M13
|  | NL | 24 | 25 | 542.5 | 1422 | 1964.5 | 406.875 | 5627 | 3612.4107 | 0.18 | 7.4 | 15 | 5 | M17
|  | NL | 25 | 25 | 542.5 | 1585 | 2127.5 | 406.875 | 6274 | 4074.5536 | 0.42 | 7.4 | 19 | 5 | M13
|  |  | 26 | 25 | 542.5 | 1490 | 2032.5 | 406.875 | 5898 | 3805.9821 | 0.3 | 8.7 | 18 | 6 | M13
|  | NL | 27 | 25 | 542.5 | 2011 | 2553.5 | 406.875 | 7961 | 5279.5536 | 0.22 | 1.3 | 18 | 7 | M13
|  |  | 28 | 25 | 542.5 | 1748 | 2290.5 | 406.875 | 6917 | 4533.8393 | 0.17 | 2.8 | 17 | 8 | M13
|  |  | 29 | 30 | 651 | 634 | 1285 | 488.25 | 2509 | 1303.8929 | 0.22 | 3.4 | 16 | 2 | M31
|  |  | 30 | 30 | 651 | 881 | 1532 | 488.25 | 3486 | 2001.75 | 0.67 | 3.4 | 22 | 2 | M23
|  | NL | 31 | 30 | 651 | 989 | 1640 | 488.25 | 3917 | 2309.6071 | 0.24 | 4.8 | 16 | 3 | M23
|  | NL | 32 | 30 | 651 | 1345 | 1996 | 488.25 | 5324 | 3314.6071 | 0.79 | 4.8 | 21 | 3 | M17
|  |  | 33 | 30 | 651 | 1447 | 2098 | 488.25 | 5726 | 3601.75 | 0.4 | 6.1 | 17 | 4 | M17
|  |  | 34 | 30 | 651 | 1579 | 2230 | 488.25 | 6250 | 3976.0357 | 0.94 | 6.1 | 23 | 4 | M13
|  | NL | 35 | 30 | 651 | 1649 | 2300 | 488.25 | 6526 | 4173.1786 | 0.25 | 7.4 | 16 | 5 | M17
|  | NL | 36 | 30 | 651 | 1820 | 2471 | 488.25 | 7203 | 4656.75 | 0.6 | 7.4 | 22 | 5 | M13
|  |  | 37 | 30 | 651 | 1573 | 2224 | 488.25 | 6226 | 3958.8929 | 0.18 | 8.7 | 15 | 6 | M17
|  |  | 38 | 30 | 651 | 1722 | 2373 | 488.25 | 6817 | 4381.0357 | 0.42 | 8.7 | 21 | 6 | M13
|  | NL | 39 | 30 | 651 | 2330 | 2981 | 488.25 | 9221 | 6098.1786 | 0.31 | 1.3 | 20 | 7 | M13
|  |  | 40 | 30 | 651 | 1996 | 2647 | 488.25 | 7899 | 5153.8929 | 0.24 | 2.8 | 19 | 8 | M13
|  | NL | 41 | 30 | 651 | 2720 | 3371 | 488.25 | 10764 | 7200.3214 | 0.2 | 1.7 | 19 | 9 | M13
|  |  | 42 | 30 | 651 | 2861 | 3512 | 488.25 | 11325 | 7601.0357 | 0.16 | 3.7 | 18 | 10 | M13
|  |  | 43 | 30 | 651 | 2861 | 3512 | 488.25 | 11325 | 7601.0357 | 0.16 | 3.7 | 18 | 10 | M13
|  |  | 44 | 35 | 759.5 | 715 | 1474.5 | 569.625 | 2830 | 1451.8036 | 0.29 | 3.4 | 18 | 2 | M31
|  |  | 45 | 35 | 759.5 | 983 | 1742.5 | 569.625 | 3892 | 2210.375 | 0.91 | 3.4 | 24 | 2 | M23
|  | NL | 46 | 35 | 759.5 | 1114 | 1873.5 | 569.625 | 4409 | 2579.6607 | 0.32 | 4.8 | 18 | 3 | M23
|  | NL | 47 | 35 | 759.5 | 1503 | 2262.5 | 569.625 | 5950 | 3680.375 | 1.07 | 4.8 | 23 | 3 | M17
|  |  | 48 | 35 | 759.5 | 1188 | 1947.5 | 569.625 | 4702 | 2788.9464 | 0.16 | 6.1 | 15 | 4 | M23
|  |  | 49 | 35 | 759.5 | 1630 | 2389.5 | 569.625 | 6452 | 4038.9464 | 0.54 | 6.1 | 19 | 4 | M17
|  | NL | 50 | 35 | 759.5 | 1848 | 2607.5 | 569.625 | 7316 | 4656.0893 | 0.34 | 7.4 | 18 | 5 | M17
|  | NL | 51 | 35 | 759.5 | 2047 | 2806.5 | 569.625 | 8102 | 5217.5179 | 0.81 | 7.4 | 24 | 5 | M13
|  |  | 52 | 35 | 759.5 | 1781 | 2540.5 | 569.625 | 7049 | 4465.375 | 0.24 | 8.7 | 17 | 6 | M17
|  |  | 53 | 35 | 759.5 | 1954 | 2713.5 | 569.625 | 7736 | 4956.0893 | 0.58 | 8.7 | 23 | 6 | M13
|  | NL | 54 | 35 | 759.5 | 2436 | 3195.5 | 569.625 | 9641 | 6316.8036 | 0.18 | 1.3 | 17 | 7 | M17
|  | NL | 55 | 35 | 759.5 | 2623 | 3382.5 | 569.625 | 10380 | 6844.6607 | 0.43 | 1.3 | 22 | 7 | M13
|  |  | 56 | 35 | 759.5 | 2081 | 2840.5 | 569.625 | 8236 | 5313.2321 | 0.14 | 2.8 | 16 | 8 | M17
|  |  | 57 | 35 | 759.5 | 2244 | 3003.5 | 569.625 | 8880 | 5773.2321 | 0.33 | 2.8 | 21 | 8 | M13 | 57
|  | NL | 58 | 35 | 759.5 | 3072 | 3831.5 | 569.625 | 12158 | 8114.6607 | 0.27 | 1.7 | 21 | 9 | M13
|  |  | 59 | 35 | 759.5 | 3220 | 3979.5 | 569.625 | 12742 | 8531.8036 | 0.22 | 3.7 | 20 | 10 | M13
|  |  | 60 | 35 | 759.5 | 3220 | 3979.5 | 569.625 | 12742 | 8531.8036 | 0.22 | 3.7 | 20 | 10 | M13
|  |  | 61 | 40 | 868 | 793 | 1661 | 651 | 3140 | 1591.8571 | 0.38 | 3.4 | 20 | 2 | M31
|  |  | 62 | 40 | 868 | 1079 | 1947 | 651 | 4272 | 2400.4286 | 1.19 | 3.4 | 25 | 2 | M23
|  | NL | 63 | 40 | 868 | 1233 | 2101 | 651 | 4882 | 2836.1429 | 0.41 | 4.8 | 20 | 3 | M23
|  |  | 64 | 40 | 868 | 1323 | 2191 | 651 | 5236 | 3089 | 0.21 | 6.1 | 16 | 4 | M23
|  |  | 65 | 40 | 868 | 1794 | 2662 | 651 | 7101 | 4421.1429 | 0.7 | 6.1 | 21 | 4 | M17
|  | NL | 66 | 40 | 868 | 2048 | 2916 | 651 | 8105 | 5138.2857 | 0.45 | 7.4 | 20 | 5 | M17
|  |  | 67 | 40 | 868 | 1986 | 2854 | 651 | 7859 | 4962.5714 | 0.32 | 8.7 | 19 | 6 | M17
|  |  | 68 | 40 | 868 | 2159 | 3027 | 651 | 8544 | 5451.8571 | 0.75 | 8.7 | 25 | 6 | M13
|  | NL | 69 | 40 | 868 | 2687 | 3555 | 651 | 10636 | 6946.1429 | 0.24 | 1.3 | 18 | 7 | M17
|  | NL | 70 | 40 | 868 | 2894 | 3762 | 651 | 11455 | 7531.1429 | 0.55 | 1.3 | 24 | 7 | M13
|  |  | 71 | 40 | 868 | 2306 | 3174 | 651 | 9125 | 5866.8571 | 0.19 | 2.8 | 18 | 8 | M17 | 71
|  |  | 72 | 40 | 868 | 2492 | 3360 | 651 | 9861 | 6392.5714 | 0.43 | 2.8 | 23 | 8 | M13 | 72
|  | NL | 73 | 40 | 868 | 3168 | 4036 | 651 | 12538 | 8304.7143 | 0.15 | 1.7 | 17 | 9 | M17
|  | NL | 74 | 40 | 868 | 3424 | 4292 | 651 | 13552 | 9029 | 0.35 | 1.7 | 22 | 9 | M13
|  |  | 75 | 40 | 868 | 3578 | 4446 | 651 | 14160 | 9463.2857 | 0.29 | 3.7 | 22 | 10 | M13
|  |  | 76 | 40 | 868 | 3578 | 4446 | 651 | 14160 | 9463.2857 | 0.29 | 3.7 | 22 | 10 | M13
|  |  | 77 | 45 | 976.5 | 869 | 1845.5 | 732.375 | 3442 | 1726.1964 | 0.48 | 3.4 | 22 | 2 | M31
|  | NL | 78 | 45 | 976.5 | 963 | 1939.5 | 732.375 | 3812 | 1990.4821 | 0.17 | 4.8 | 16 | 3 | M31
|  | NL | 79 | 45 | 976.5 | 1344 | 2320.5 | 732.375 | 5319 | 3066.9107 | 0.52 | 4.8 | 21 | 3 | M23
|  |  | 80 | 45 | 976.5 | 1445 | 2421.5 | 732.375 | 5718 | 3351.9107 | 0.27 | 6.1 | 18 | 4 | M23
|  |  | 81 | 45 | 976.5 | 1957 | 2933.5 | 732.375 | 7746 | 4800.4821 | 0.89 | 6.1 | 23 | 4 | M17
|  | NL | 82 | 45 | 976.5 | 1706 | 2682.5 | 732.375 | 6754 | 4091.9107 | 0.17 | 7.4 | 16 | 5 | M23
|  | NL | 83 | 45 | 976.5 | 2229 | 3205.5 | 732.375 | 8823 | 5569.7679 | 0.56 | 7.4 | 21 | 5 | M17
|  |  | 84 | 45 | 976.5 | 2164 | 3140.5 | 732.375 | 8565 | 5385.4821 | 0.4 | 8.7 | 21 | 6 | M17 | 84
|  |  | 85 | 45 | 976.5 | 2358 | 3334.5 | 732.375 | 9332 | 5933.3393 | 0.95 | 8.7 | 26 | 6 | M13
|  | NL | 86 | 45 | 976.5 | 2933 | 3909.5 | 732.375 | 11608 | 7559.0536 | 0.3 | 1.3 | 20 | 7 | M17
|  | NL | 87 | 45 | 976.5 | 3166 | 4142.5 | 732.375 | 12530 | 8217.625 | 0.7 | 1.3 | 25 | 7 | M13
|  |  | 88 | 45 | 976.5 | 2530 | 3506.5 | 732.375 | 10014 | 6420.4821 | 0.23 | 2.8 | 19 | 8 | M17 | 88
|  |  | 89 | 45 | 976.5 | 2740 | 3716.5 | 732.375 | 10842 | 7011.9107 | 0.54 | 2.8 | 24 | 8 | M13 | 89
|  | NL | 90 | 45 | 976.5 | 3481 | 4457.5 | 732.375 | 13775 | 9106.9107 | 0.19 | 1.7 | 19 | 9 | M17
|  | NL | 91 | 45 | 976.5 | 3724 | 4700.5 | 732.375 | 14738 | 9794.7679 | 0.44 | 1.7 | 24 | 9 | M13
|  |  | 92 | 45 | 976.5 | 3643 | 4619.5 | 732.375 | 14417 | 9565.4821 | 0.16 | 3.7 | 19 | 10 | M17
|  |  | 93 | 45 | 976.5 | 3936 | 4912.5 | 732.375 | 15577 | 10394.0536 | 0.36 | 3.7 | 24 | 10 | M13
|  |  | 94 | 45 | 976.5 | 3936 | 4912.5 | 732.375 | 15577 | 10394.0536 | 0.36 | 3.7 | 24 | 10 | M13
|  |  | 95 | 50 | 1085 | 939 | 2024 | 813.75 | 3718 | 1841.9643 | 0.6 | 3.4 | 23 | 2 | M31
|  | NL | 96 | 50 | 1085 | 1052 | 2137 | 813.75 | 4163 | 2159.8214 | 0.21 | 4.8 | 18 | 3 | M31
|  | NL | 97 | 50 | 1085 | 1453 | 2538 | 813.75 | 5749 | 3292.6786 | 0.64 | 4.8 | 23 | 3 | M23
|  |  | 98 | 50 | 1085 | 1566 | 2651 | 813.75 | 6199 | 3614.1071 | 0.33 | 6.1 | 19 | 4 | M23
|  | NL | 99 | 50 | 1085 | 1845 | 2930 | 813.75 | 7303 | 4402.6786 | 0.21 | 7.4 | 18 | 5 | M23
|  | NL | 100 | 50 | 1085 | 2406 | 3491 | 813.75 | 9523 | 5988.3929 | 0.69 | 7.4 | 23 | 5 | M17
|  |  | 101 | 50 | 1085 | 1708 | 2793 | 813.75 | 6759 | 4014.1071 | 0.15 | 8.7 | 17 | 6 | M23
|  |  | 102 | 50 | 1085 | 2342 | 3427 | 813.75 | 9271 | 5808.3929 | 0.49 | 8.7 | 22 | 6 | M17 | 102
|  | NL | 103 | 50 | 1085 | 3178 | 4263 | 813.75 | 12579 | 8171.25 | 0.37 | 1.3 | 21 | 7 | M17
|  | NL | 104 | 50 | 1085 | 3406 | 4491 | 813.75 | 13480 | 8814.8214 | 0.86 | 1.3 | 26 | 7 | M13
|  |  | 105 | 50 | 1085 | 2755 | 3840 | 813.75 | 10904 | 6974.8214 | 0.29 | 2.8 | 21 | 8 | M17 | 105
|  |  | 106 | 50 | 1085 | 2979 | 4064 | 813.75 | 11789 | 7606.9643 | 0.67 | 2.8 | 26 | 8 | M13 | 106
|  | NL | 107 | 50 | 1085 | 3751 | 4836 | 813.75 | 14845 | 9789.8214 | 0.23 | 1.7 | 20 | 9 | M17
|  | NL | 108 | 50 | 1085 | 4021 | 5106 | 813.75 | 15915 | 10554.1071 | 0.54 | 1.7 | 25 | 9 | M13
|  |  | 109 | 50 | 1085 | 3963 | 5048 | 813.75 | 15686 | 10390.5357 | 0.2 | 3.7 | 20 | 10 | M17
|  |  | 110 | 50 | 1085 | 4238 | 5323 | 813.75 | 16771 | 11165.5357 | 0.45 | 3.7 | 25 | 10 | M13
|  |  | 111 | 50 | 1085 | 4238 | 5323 | 813.75 | 16771 | 11165.5357 | 0.45 | 3.7 | 25 | 10 | M13
|  |  | 112 | 55 | 1193.5 | 1009 | 2202.5 | 895.125 | 3995 | 1958.4464 | 0.72 | 3.4 | 24 | 2 | M31
|  | NL | 113 | 55 | 1193.5 | 1133 | 2326.5 | 895.125 | 4486 | 2309.1607 | 0.25 | 4.8 | 19 | 3 | M31
|  | NL | 114 | 55 | 1193.5 | 1553 | 2746.5 | 895.125 | 6146 | 3494.875 | 0.78 | 4.8 | 24 | 3 | M23
|  |  | 115 | 55 | 1193.5 | 1685 | 2878.5 | 895.125 | 6668 | 3867.7321 | 0.39 | 6.1 | 20 | 4 | M23
|  | NL | 116 | 55 | 1193.5 | 1984 | 3177.5 | 895.125 | 7852 | 4713.4464 | 0.25 | 7.4 | 19 | 5 | M23
|  | NL | 117 | 55 | 1193.5 | 2575 | 3768.5 | 895.125 | 10191 | 6384.1607 | 0.84 | 7.4 | 24 | 5 | M17
|  |  | 118 | 55 | 1193.5 | 1846 | 3039.5 | 895.125 | 7305 | 4322.7321 | 0.18 | 8.7 | 18 | 6 | M23 | 118
|  |  | 119 | 55 | 1193.5 | 2521 | 3714.5 | 895.125 | 9977 | 6231.3036 | 0.59 | 8.7 | 23 | 6 | M17 | 119
|  | NL | 120 | 55 | 1193.5 | 3395 | 4588.5 | 895.125 | 13434 | 8700.5893 | 0.44 | 1.3 | 22 | 7 | M17
|  | NL | 121 | 55 | 1193.5 | 3645 | 4838.5 | 895.125 | 14425 | 9408.4464 | 1.04 | 1.3 | 28 | 7 | M13
|  |  | 122 | 55 | 1193.5 | 2972 | 4165.5 | 895.125 | 11763 | 7507.0179 | 0.35 | 2.8 | 22 | 8 | M17 | 122
|  |  | 123 | 55 | 1193.5 | 3190 | 4383.5 | 895.125 | 12625 | 8122.7321 | 0.81 | 2.8 | 27 | 8 | M13
|  | NL | 124 | 55 | 1193.5 | 4021 | 5214.5 | 895.125 | 15915 | 10472.7321 | 0.28 | 1.7 | 22 | 9 | M17
|  | NL | 125 | 55 | 1193.5 | 4319 | 5512.5 | 895.125 | 17092 | 11313.4464 | 0.65 | 1.7 | 26 | 9 | M13
|  |  | 126 | 55 | 1193.5 | 4238 | 5431.5 | 895.125 | 16771 | 11084.1607 | 0.24 | 3.7 | 21 | 10 | M17
|  |  | 127 | 55 | 1193.5 | 4539 | 5732.5 | 895.125 | 17965 | 11937.0179 | 0.54 | 3.7 | 26 | 10 | M13
|  |  | 128 | 55 | 1193.5 | 4539 | 5732.5 | 895.125 | 17965 | 11937.0179 | 0.54 | 3.7 | 26 | 10 | M13
|  |  | 129 | 60 | 1302 | 1074 | 2376 | 976.5 | 4252 | 2060.6429 | 0.86 | 3.4 | 25 | 2 | M31
|  | NL | 130 | 60 | 1302 | 1210 | 2512 | 976.5 | 4791 | 2445.6429 | 0.3 | 4.8 | 20 | 3 | M31
|  | NL | 131 | 60 | 1302 | 1653 | 2955 | 976.5 | 6543 | 3697.0714 | 0.93 | 4.8 | 25 | 3 | M23
|  |  | 132 | 60 | 1302 | 1284 | 2586 | 976.5 | 5082 | 2653.5 | 0.16 | 6.1 | 17 | 4 | M31
|  |  | 133 | 60 | 1302 | 1793 | 3095 | 976.5 | 7096 | 4092.0714 | 0.47 | 6.1 | 21 | 4 | M23 | 133
|  | NL | 134 | 60 | 1302 | 2122 | 3424 | 976.5 | 8397 | 5021.3571 | 0.3 | 7.4 | 20 | 5 | M23
|  | NL | 135 | 60 | 1302 | 2734 | 4036 | 976.5 | 10821 | 6752.7857 | 1 | 7.4 | 25 | 5 | M17
|  |  | 136 | 60 | 1302 | 1983 | 3285 | 976.5 | 7850 | 4630.6429 | 0.21 | 8.7 | 20 | 6 | M23 | 136
|  |  | 137 | 60 | 1302 | 2679 | 3981 | 976.5 | 10604 | 6597.7857 | 0.71 | 8.7 | 24 | 6 | M17 | 137
|  | NL | 138 | 60 | 1302 | 2739 | 4041 | 976.5 | 10841 | 6767.0714 | 0.16 | 1.3 | 19 | 7 | M23
|  | NL | 139 | 60 | 1302 | 3611 | 4913 | 976.5 | 14290 | 9230.6429 | 0.53 | 1.3 | 24 | 7 | M17
|  |  | 140 | 60 | 1302 | 3164 | 4466 | 976.5 | 12521 | 7967.0714 | 0.41 | 2.8 | 23 | 8 | M17 | 140
|  |  | 141 | 60 | 1302 | 3401 | 4703 | 976.5 | 13461 | 8638.5 | 0.96 | 2.8 | 28 | 8 | M13
|  | NL | 142 | 60 | 1302 | 4292 | 5594 | 976.5 | 16985 | 11155.6429 | 0.33 | 1.7 | 23 | 9 | M17
|  | NL | 143 | 60 | 1302 | 4588 | 5890 | 976.5 | 18157 | 11992.7857 | 0.78 | 1.7 | 28 | 9 | M13
|  |  | 144 | 60 | 1302 | 4512 | 5814 | 976.5 | 17857 | 11778.5 | 0.28 | 3.7 | 22 | 10 | M17
|  |  | 145 | 60 | 1302 | 4841 | 6143 | 976.5 | 19159 | 12708.5 | 0.64 | 3.7 | 27 | 10 | M13
|  |  | 146 | 60 | 1302 | 4841 | 6143 | 976.5 | 19159 | 12708.5 | 0.64 | 3.7 | 27 | 10 | M13
|  |  | 147 | 65 | 1410.5 | 1138 | 2548.5 | 1057.875 | 4503 | 2158.5536 | 1 | 3.4 | 26 | 2 | M31
|  | NL | 148 | 65 | 1410.5 | 1287 | 2697.5 | 1057.875 | 5096 | 2582.125 | 0.35 | 4.8 | 21 | 3 | M31
|  |  | 149 | 65 | 1410.5 | 1371 | 2781.5 | 1057.875 | 5428 | 2819.2679 | 0.18 | 6.1 | 18 | 4 | M31
|  |  | 150 | 65 | 1410.5 | 1901 | 3311.5 | 1057.875 | 7523 | 4315.6964 | 0.55 | 6.1 | 22 | 4 | M23 | 150
|  | NL | 151 | 65 | 1410.5 | 2245 | 3655.5 | 1057.875 | 8884 | 5287.8393 | 0.35 | 7.4 | 21 | 5 | M23
|  |  | 152 | 65 | 1410.5 | 2103 | 3513.5 | 1057.875 | 8322 | 4886.4107 | 0.25 | 8.7 | 21 | 6 | M23 | 152
|  |  | 153 | 65 | 1410.5 | 2837 | 4247.5 | 1057.875 | 11226 | 6960.6964 | 0.83 | 8.7 | 25 | 6 | M17
|  | NL | 154 | 65 | 1410.5 | 2907 | 4317.5 | 1057.875 | 11506 | 7160.6964 | 0.19 | 1.3 | 20 | 7 | M23
|  | NL | 155 | 65 | 1410.5 | 3823 | 5233.5 | 1057.875 | 15130 | 9749.2679 | 0.62 | 1.3 | 25 | 7 | M17
|  |  | 156 | 65 | 1410.5 | 3355 | 4765.5 | 1057.875 | 13278 | 8426.4107 | 0.48 | 2.8 | 24 | 8 | M17 | 156
|  | NL | 157 | 65 | 1410.5 | 4541 | 5951.5 | 1057.875 | 17971 | 11778.5536 | 0.39 | 1.7 | 24 | 9 | M17
|  | NL | 158 | 65 | 1410.5 | 4847 | 6257.5 | 1057.875 | 19183 | 12644.2679 | 0.91 | 1.7 | 29 | 9 | M13
|  |  | 159 | 65 | 1410.5 | 4786 | 6196.5 | 1057.875 | 18942 | 12472.125 | 0.33 | 3.7 | 24 | 10 | M17
|  |  | 160 | 65 | 1410.5 | 5127 | 6537.5 | 1057.875 | 20290 | 13434.9821 | 0.75 | 3.7 | 28 | 10 | M13
|  |  | 161 | 65 | 1410.5 | 5127 | 6537.5 | 1057.875 | 20290 | 13434.9821 | 0.75 | 3.7 | 28 | 10 | M13
|  |  | 162 | 70 | 1519 | 1200 | 2719 | 1139.25 | 4749 | 2252.8929 | 1.16 | 3.4 | 27 | 2 | M31
|  | NL | 163 | 70 | 1519 | 1364 | 2883 | 1139.25 | 5400 | 2717.8929 | 0.41 | 4.8 | 22 | 3 | M31
|  |  | 164 | 70 | 1519 | 1459 | 2978 | 1139.25 | 5774 | 2985.0357 | 0.21 | 6.1 | 19 | 4 | M31
|  |  | 165 | 70 | 1519 | 2007 | 3526 | 1139.25 | 7945 | 4535.75 | 0.64 | 6.1 | 23 | 4 | M23 | 165
|  | NL | 166 | 70 | 1519 | 2368 | 3887 | 1139.25 | 9371 | 5554.3214 | 0.41 | 7.4 | 22 | 5 | M23
|  |  | 167 | 70 | 1519 | 2221 | 3740 | 1139.25 | 8790 | 5139.3214 | 0.29 | 8.7 | 22 | 6 | M23 | 167
|  |  | 168 | 70 | 1519 | 2994 | 4513 | 1139.25 | 11849 | 7324.3214 | 0.96 | 8.7 | 26 | 6 | M17
|  | NL | 169 | 70 | 1519 | 3075 | 4594 | 1139.25 | 12171 | 7554.3214 | 0.22 | 1.3 | 21 | 7 | M23
|  | NL | 170 | 70 | 1519 | 4016 | 5535 | 1139.25 | 15894 | 10213.6071 | 0.71 | 1.3 | 26 | 7 | M17
|  |  | 171 | 70 | 1519 | 2569 | 4088 | 1139.25 | 10168 | 6123.6071 | 0.18 | 2.8 | 21 | 8 | M23 | 171
|  |  | 172 | 70 | 1519 | 3546 | 5065 | 1139.25 | 14036 | 8886.4643 | 0.56 | 2.8 | 25 | 8 | M17 | 172
|  | NL | 173 | 70 | 1519 | 4776 | 6295 | 1139.25 | 18903 | 12362.8929 | 0.45 | 1.7 | 25 | 9 | M17
|  | NL | 174 | 70 | 1519 | 5106 | 6625 | 1139.25 | 20208 | 13295.0357 | 1.05 | 1.7 | 30 | 9 | M13
|  |  | 175 | 70 | 1519 | 5056 | 6575 | 1139.25 | 20007 | 13151.4643 | 0.38 | 3.7 | 24 | 10 | M17
|  |  | 176 | 70 | 1519 | 5389 | 6908 | 1139.25 | 21327 | 14094.3214 | 0.87 | 3.7 | 29 | 10 | M13
|  |  | 177 | 70 | 1519 | 5389 | 6908 | 1139.25 | 21327 | 14094.3214 | 0.87 | 3.7 | 29 | 10 | M13
|  |  | 178 | 75 | 1627.5 | 1258 | 2885.5 | 1220.625 | 4980 | 2336.5179 | 1.33 | 3.4 | 28 | 2 | M31
|  | NL | 179 | 75 | 1627.5 | 1437 | 3064.5 | 1220.625 | 5690 | 2843.6607 | 0.46 | 4.8 | 23 | 3 | M31
|  |  | 180 | 75 | 1627.5 | 1541 | 3168.5 | 1220.625 | 6101 | 3137.2321 | 0.24 | 6.1 | 19 | 4 | M31 | 180
|  |  | 181 | 75 | 1627.5 | 2105 | 3732.5 | 1220.625 | 8333 | 4731.5179 | 0.72 | 6.1 | 24 | 4 | M23
|  | NL | 182 | 75 | 1627.5 | 1865 | 3492.5 | 1220.625 | 7381 | 4051.5179 | 0.15 | 7.4 | 18 | 5 | M31
|  | NL | 183 | 75 | 1627.5 | 2491 | 4118.5 | 1220.625 | 9858 | 5820.8036 | 0.46 | 7.4 | 23 | 5 | M23
|  |  | 184 | 75 | 1627.5 | 2339 | 3966.5 | 1220.625 | 9258 | 5392.2321 | 0.33 | 8.7 | 22 | 6 | M23 | 184
|  |  | 185 | 75 | 1627.5 | 3138 | 4765.5 | 1220.625 | 12420 | 7650.8036 | 1.09 | 8.7 | 27 | 6 | M17
|  | NL | 186 | 75 | 1627.5 | 3235 | 4862.5 | 1220.625 | 12804 | 7925.0893 | 0.25 | 1.3 | 22 | 7 | M23
|  | NL | 187 | 75 | 1627.5 | 4209 | 5836.5 | 1220.625 | 16658 | 10677.9464 | 0.81 | 1.3 | 26 | 7 | M17
|  |  | 188 | 75 | 1627.5 | 2716 | 4343.5 | 1220.625 | 10750 | 6457.9464 | 0.2 | 2.8 | 21 | 8 | M23 | 188
|  |  | 189 | 75 | 1627.5 | 3738 | 5365.5 | 1220.625 | 14793 | 9345.8036 | 0.63 | 2.8 | 26 | 8 | M17 | 189
|  | NL | 190 | 75 | 1627.5 | 3785 | 5412.5 | 1220.625 | 14979 | 9478.6607 | 0.16 | 1.7 | 22 | 9 | M23
|  | NL | 191 | 75 | 1627.5 | 5012 | 6639.5 | 1220.625 | 19835 | 12947.2321 | 0.51 | 1.7 | 25 | 9 | M17
|  |  | 192 | 75 | 1627.5 | 5294 | 6921.5 | 1220.625 | 20950 | 13743.6607 | 0.43 | 3.7 | 25 | 10 | M17
|  |  | 193 | 75 | 1627.5 | 5651 | 7278.5 | 1220.625 | 22364 | 14753.6607 | 0.99 | 3.7 | 30 | 10 | M13
|  |  | 194 | 75 | 1627.5 | 5651 | 7278.5 | 1220.625 | 22364 | 14753.6607 | 0.99 | 3.7 | 30 | 10 | M13
|  | NL | 195 | 80 | 1736 | 1506 | 3242 | 1302 | 5960 | 2955.1429 | 0.52 | 4.8 | 23 | 3 | M31
|  |  | 196 | 80 | 1736 | 1617 | 3353 | 1302 | 6399 | 3268.7143 | 0.27 | 6.1 | 20 | 4 | M31 | 196
|  |  | 197 | 80 | 1736 | 2203 | 3939 | 1302 | 8721 | 4927.2857 | 0.82 | 6.1 | 25 | 4 | M23
|  | NL | 198 | 80 | 1736 | 1963 | 3699 | 1302 | 7769 | 4247.2857 | 0.17 | 7.4 | 19 | 5 | M31
|  | NL | 199 | 80 | 1736 | 2606 | 4342 | 1302 | 10313 | 6064.4286 | 0.52 | 7.4 | 24 | 5 | M23
|  |  | 200 | 80 | 1736 | 2458 | 4194 | 1302 | 9726 | 5645.1429 | 0.37 | 8.7 | 23 | 6 | M23 | 200
|  | NL | 201 | 80 | 1736 | 3383 | 5119 | 1302 | 13389 | 8261.5714 | 0.28 | 1.3 | 22 | 7 | M23
|  | NL | 202 | 80 | 1736 | 4396 | 6132 | 1302 | 17399 | 11125.8571 | 0.92 | 1.3 | 27 | 7 | M17
|  |  | 203 | 80 | 1736 | 2863 | 4599 | 1302 | 11333 | 6793 | 0.22 | 2.8 | 22 | 8 | M23 | 203
|  |  | 204 | 80 | 1736 | 3907 | 5643 | 1302 | 15462 | 9742.2857 | 0.72 | 2.8 | 26 | 8 | M17
|  | NL | 205 | 80 | 1736 | 3967 | 5703 | 1302 | 15701 | 9913 | 0.19 | 1.7 | 22 | 9 | M23
|  | NL | 206 | 80 | 1736 | 5246 | 6982 | 1302 | 20760 | 13526.5714 | 0.58 | 1.7 | 26 | 9 | M17
|  |  | 207 | 80 | 1736 | 5532 | 7268 | 1302 | 21893 | 14335.8571 | 0.48 | 3.7 | 26 | 10 | M17
|  |  | 208 | 80 | 1736 | 5913 | 7649 | 1302 | 23401 | 15413 | 1.13 | 3.7 | 31 | 10 | M13
|  |  | 209 | 80 | 1736 | 5913 | 7649 | 1302 | 23401 | 15413 | 1.13 | 3.7 | 31 | 10 | M13
|  | NL | 210 | 85 | 1844.5 | 1574 | 3418.5 | 1383.375 | 6230 | 3066.625 | 0.59 | 4.8 | 24 | 3 | M31
|  |  | 211 | 85 | 1844.5 | 1692 | 3536.5 | 1383.375 | 6697 | 3400.1964 | 0.3 | 6.1 | 21 | 4 | M31 | 211
|  |  | 212 | 85 | 1844.5 | 2301 | 4145.5 | 1383.375 | 9106 | 5120.9107 | 0.93 | 6.1 | 26 | 4 | M23
|  | NL | 213 | 85 | 1844.5 | 2052 | 3896.5 | 1383.375 | 8122 | 4418.0536 | 0.19 | 7.4 | 19 | 5 | M31
|  | NL | 214 | 85 | 1844.5 | 2716 | 4560.5 | 1383.375 | 10751 | 6295.9107 | 0.59 | 7.4 | 24 | 5 | M23
|  |  | 215 | 85 | 1844.5 | 2574 | 4418.5 | 1383.375 | 10187 | 5893.0536 | 0.42 | 8.7 | 24 | 6 | M23 | 215
|  | NL | 216 | 85 | 1844.5 | 3531 | 5375.5 | 1383.375 | 13975 | 8598.7679 | 0.32 | 1.3 | 23 | 7 | M23
|  | NL | 217 | 85 | 1844.5 | 4571 | 6415.5 | 1383.375 | 18090 | 11538.0536 | 1.04 | 1.3 | 28 | 7 | M17
|  |  | 218 | 85 | 1844.5 | 2999 | 4843.5 | 1383.375 | 11868 | 7093.7679 | 0.25 | 2.8 | 23 | 8 | M23 | 218
|  |  | 219 | 85 | 1844.5 | 4074 | 5918.5 | 1383.375 | 16122 | 10132.3393 | 0.81 | 2.8 | 27 | 8 | M17
|  | NL | 220 | 85 | 1844.5 | 4150 | 5994.5 | 1383.375 | 16423 | 10347.3393 | 0.21 | 1.7 | 23 | 9 | M23
|  | NL | 221 | 85 | 1844.5 | 5455 | 7299.5 | 1383.375 | 21589 | 14037.3393 | 0.66 | 1.7 | 27 | 9 | M17
|  |  | 222 | 85 | 1844.5 | 4368 | 6212.5 | 1383.375 | 17287 | 10964.4821 | 0.18 | 3.7 | 23 | 10 | M23
|  |  | 223 | 85 | 1844.5 | 5770 | 7614.5 | 1383.375 | 22836 | 14928.0536 | 0.55 | 3.7 | 27 | 10 | M17
|  | NL | 224 | 90 | 1953 | 1642 | 3595 | 1464.75 | 6501 | 3178.8214 | 0.66 | 4.8 | 25 | 3 | M31
|  |  | 225 | 90 | 1953 | 1767 | 3720 | 1464.75 | 6995 | 3531.6786 | 0.34 | 6.1 | 21 | 4 | M31 | 225
|  |  | 226 | 90 | 1953 | 2390 | 4343 | 1464.75 | 9458 | 5290.9643 | 1.04 | 6.1 | 26 | 4 | M23
|  | NL | 227 | 90 | 1953 | 2141 | 4094 | 1464.75 | 8474 | 4588.1071 | 0.22 | 7.4 | 20 | 5 | M31
|  | NL | 228 | 90 | 1953 | 2827 | 4780 | 1464.75 | 11189 | 6527.3929 | 0.66 | 7.4 | 25 | 5 | M23
|  |  | 229 | 90 | 1953 | 1924 | 3877 | 1464.75 | 7615 | 3974.5357 | 0.15 | 8.7 | 20 | 6 | M31 | 229
|  |  | 230 | 90 | 1953 | 2678 | 4631 | 1464.75 | 10600 | 6106.6786 | 0.47 | 8.7 | 24 | 6 | M23 | 230
|  | NL | 231 | 90 | 1953 | 3679 | 5632 | 1464.75 | 14560 | 8935.25 | 0.35 | 1.3 | 24 | 7 | M23
|  |  | 232 | 90 | 1953 | 3124 | 5077 | 1464.75 | 12364 | 7366.6786 | 0.28 | 2.8 | 24 | 8 | M23 | 232
|  |  | 233 | 90 | 1953 | 4240 | 6193 | 1464.75 | 16782 | 10522.3929 | 0.91 | 2.8 | 28 | 8 | M17
|  | NL | 234 | 90 | 1953 | 4332 | 6285 | 1464.75 | 17145 | 10781.6786 | 0.23 | 1.7 | 24 | 9 | M23
|  | NL | 235 | 90 | 1953 | 5665 | 7618 | 1464.75 | 22418 | 14548.1071 | 0.74 | 1.7 | 28 | 9 | M17
|  |  | 236 | 90 | 1953 | 4553 | 6506 | 1464.75 | 18019 | 11405.9643 | 0.2 | 3.7 | 24 | 10 | M23
|  |  | 237 | 90 | 1953 | 6004 | 7957 | 1464.75 | 23759 | 15505.9643 | 0.61 | 3.7 | 27 | 10 | M17
|  | NL | 238 | 95 | 2061.5 | 1709 | 3770.5 | 1546.125 | 6764 | 3285.3036 | 0.74 | 4.8 | 26 | 3 | M31
|  |  | 239 | 95 | 2061.5 | 1843 | 3904.5 | 1546.125 | 7293 | 3663.1607 | 0.37 | 6.1 | 22 | 4 | M31 | 239
|  | NL | 240 | 95 | 2061.5 | 2230 | 4291.5 | 1546.125 | 8827 | 4758.875 | 0.24 | 7.4 | 21 | 5 | M31
|  | NL | 241 | 95 | 2061.5 | 2935 | 4996.5 | 1546.125 | 11618 | 6752.4464 | 0.74 | 7.4 | 26 | 5 | M23
|  |  | 242 | 95 | 2061.5 | 2009 | 4070.5 | 1546.125 | 7952 | 4133.875 | 0.17 | 8.7 | 20 | 6 | M31 | 242
|  |  | 243 | 95 | 2061.5 | 2783 | 4844.5 | 1546.125 | 11013 | 6320.3036 | 0.52 | 8.7 | 25 | 6 | M23 | 243
|  | NL | 244 | 95 | 2061.5 | 3823 | 5884.5 | 1546.125 | 15130 | 9261.0179 | 0.39 | 1.3 | 25 | 7 | M23
|  |  | 245 | 95 | 2061.5 | 3249 | 5310.5 | 1546.125 | 12860 | 7639.5893 | 0.31 | 2.8 | 25 | 8 | M23 | 245
|  |  | 246 | 95 | 2061.5 | 4407 | 6468.5 | 1546.125 | 17442 | 10912.4464 | 1.01 | 2.8 | 29 | 8 | M17
|  | NL | 247 | 95 | 2061.5 | 4500 | 6561.5 | 1546.125 | 17808 | 11173.875 | 0.26 | 1.7 | 25 | 9 | M23
|  | NL | 248 | 95 | 2061.5 | 5874 | 7935.5 | 1546.125 | 23247 | 15058.875 | 0.82 | 1.7 | 28 | 9 | M17
|  |  | 249 | 95 | 2061.5 | 4738 | 6799.5 | 1546.125 | 18752 | 11848.1607 | 0.22 | 3.7 | 25 | 10 | M23
|  |  | 250 | 95 | 2061.5 | 6214 | 8275.5 | 1546.125 | 24592 | 16019.5893 | 0.68 | 3.7 | 28 | 10 | M17
|  | NL | 251 | 100 | 2170 | 1771 | 3941 | 1627.5 | 7010 | 3379.6429 | 0.82 | 4.8 | 26 | 3 | M31
|  |  | 252 | 100 | 2170 | 1918 | 4088 | 1627.5 | 7592 | 3795.3571 | 0.41 | 6.1 | 23 | 4 | M31 | 252
|  | NL | 253 | 100 | 2170 | 2319 | 4489 | 1627.5 | 9179 | 4928.9286 | 0.27 | 7.4 | 21 | 5 | M31
|  | NL | 254 | 100 | 2170 | 3036 | 5206 | 1627.5 | 12016 | 6955.3571 | 0.81 | 7.4 | 26 | 5 | M23
|  |  | 255 | 100 | 2170 | 2095 | 4265 | 1627.5 | 8290 | 4293.9286 | 0.19 | 8.7 | 21 | 6 | M31 | 255
|  |  | 256 | 100 | 2170 | 2887 | 5057 | 1627.5 | 11425 | 6533.2143 | 0.58 | 8.7 | 26 | 6 | M23 | 256
|  | NL | 257 | 100 | 2170 | 3955 | 6125 | 1627.5 | 15653 | 9553.2143 | 0.44 | 1.3 | 25 | 7 | M23
|  |  | 258 | 100 | 2170 | 3375 | 5545 | 1627.5 | 13357 | 7913.2143 | 0.35 | 2.8 | 25 | 8 | M23 | 258
|  |  | 259 | 100 | 2170 | 4563 | 6733 | 1627.5 | 18059 | 11271.7857 | 1.12 | 2.8 | 29 | 8 | M17
|  | NL | 260 | 100 | 2170 | 4659 | 6829 | 1627.5 | 18437 | 11541.7857 | 0.29 | 1.7 | 25 | 9 | M23
|  | NL | 261 | 100 | 2170 | 6072 | 8242 | 1627.5 | 24031 | 15537.5 | 0.91 | 1.7 | 29 | 9 | M17
|  |  | 262 | 100 | 2170 | 4923 | 7093 | 1627.5 | 19485 | 12290.3571 | 0.24 | 3.7 | 26 | 10 | M23
|  |  | 263 | 100 | 2170 | 6425 | 8595 | 1627.5 | 25425 | 16533.2143 | 0.75 | 3.7 | 29 | 10 | M17
|  | NL | 264 | 105 | 2278.5 | 1833 | 4111.5 | 1708.875 | 7255 | 3473.2679 | 0.9 | 4.8 | 27 | 3 | M31
|  |  | 265 | 105 | 2278.5 | 1989 | 4267.5 | 1708.875 | 7871 | 3913.2679 | 0.46 | 6.1 | 23 | 4 | M31 | 265
|  | NL | 266 | 105 | 2278.5 | 2408 | 4686.5 | 1708.875 | 9532 | 5099.6964 | 0.29 | 7.4 | 22 | 5 | M31
|  | NL | 267 | 105 | 2278.5 | 3137 | 5415.5 | 1708.875 | 12415 | 7158.9821 | 0.9 | 7.4 | 27 | 5 | M23
|  |  | 268 | 105 | 2278.5 | 2180 | 4458.5 | 1708.875 | 8628 | 4453.9821 | 0.21 | 8.7 | 22 | 6 | M31 | 268
|  |  | 269 | 105 | 2278.5 | 2991 | 5269.5 | 1708.875 | 11838 | 6746.8393 | 0.64 | 8.7 | 26 | 6 | M23 | 269
|  | NL | 270 | 105 | 2278.5 | 2914 | 5192.5 | 1708.875 | 11533 | 6528.9821 | 0.16 | 1.3 | 21 | 7 | M31
|  | NL | 271 | 105 | 2278.5 | 4087 | 6365.5 | 1708.875 | 16175 | 9844.6964 | 0.48 | 1.3 | 26 | 7 | M23
|  |  | 272 | 105 | 2278.5 | 3500 | 5778.5 | 1708.875 | 13853 | 8186.125 | 0.38 | 2.8 | 26 | 8 | M23 | 272
|  | NL | 273 | 105 | 2278.5 | 4818 | 7096.5 | 1708.875 | 19066 | 11909.6964 | 0.32 | 1.7 | 26 | 9 | M23
|  | NL | 274 | 105 | 2278.5 | 6261 | 8539.5 | 1708.875 | 24776 | 15988.2679 | 1 | 1.7 | 30 | 9 | M17
|  |  | 275 | 105 | 2278.5 | 5097 | 7375.5 | 1708.875 | 20172 | 12699.6964 | 0.27 | 3.7 | 26 | 10 | M23
|  |  | 276 | 105 | 2278.5 | 6635 | 8913.5 | 1708.875 | 26258 | 17046.8393 | 0.83 | 3.7 | 29 | 10 | M17
|  | NL | 277 | 110 | 2387 | 1895 | 4282 | 1790.25 | 7501 | 3567.6071 | 0.99 | 4.8 | 27 | 3 | M31
|  |  | 278 | 110 | 2387 | 2056 | 4443 | 1790.25 | 8136 | 4021.1786 | 0.5 | 6.1 | 24 | 4 | M31 | 278
|  | NL | 279 | 110 | 2387 | 2496 | 4883 | 1790.25 | 9879 | 5266.1786 | 0.32 | 7.4 | 23 | 5 | M31
|  | NL | 280 | 110 | 2387 | 3238 | 5625 | 1790.25 | 12813 | 7361.8929 | 0.98 | 7.4 | 28 | 5 | M23
|  |  | 281 | 110 | 2387 | 2265 | 4652 | 1790.25 | 8966 | 4614.0357 | 0.23 | 8.7 | 22 | 6 | M31 | 281
|  |  | 282 | 110 | 2387 | 3092 | 5479 | 1790.25 | 12237 | 6950.4643 | 0.7 | 8.7 | 27 | 6 | M23 | 282
|  | NL | 283 | 110 | 2387 | 3015 | 5402 | 1790.25 | 11931 | 6731.8929 | 0.18 | 1.3 | 22 | 7 | M31
|  | NL | 284 | 110 | 2387 | 4219 | 6606 | 1790.25 | 16698 | 10136.8929 | 0.53 | 1.3 | 27 | 7 | M23
|  |  | 285 | 110 | 2387 | 3626 | 6013 | 1790.25 | 14349 | 8459.0357 | 0.42 | 2.8 | 26 | 8 | M23 | 285
|  | NL | 286 | 110 | 2387 | 4977 | 7364 | 1790.25 | 19695 | 12277.6071 | 0.35 | 1.7 | 27 | 9 | M23
|  | NL | 287 | 110 | 2387 | 6449 | 8836 | 1790.25 | 25520 | 16438.3214 | 1.1 | 1.7 | 30 | 9 | M17
|  |  | 288 | 110 | 2387 | 5258 | 7645 | 1790.25 | 20809 | 13073.3214 | 0.29 | 3.7 | 27 | 10 | M23
|  |  | 289 | 110 | 2387 | 6841 | 9228 | 1790.25 | 27073 | 17547.6071 | 0.91 | 3.7 | 30 | 10 | M17
|  | NL | 290 | 115 | 2495.5 | 1957 | 4452.5 | 1871.625 | 7744 | 3659.8036 | 1.08 | 4.8 | 28 | 3 | M31
|  |  | 291 | 115 | 2495.5 | 2123 | 4618.5 | 1871.625 | 8401 | 4129.0893 | 0.54 | 6.1 | 24 | 4 | M31 | 291
|  | NL | 292 | 115 | 2495.5 | 2575 | 5070.5 | 1871.625 | 10192 | 5408.375 | 0.35 | 7.4 | 23 | 5 | M31
|  | NL | 293 | 115 | 2495.5 | 3332 | 5827.5 | 1871.625 | 13187 | 7547.6607 | 1.07 | 7.4 | 28 | 5 | M23
|  |  | 294 | 115 | 2495.5 | 2349 | 4844.5 | 1871.625 | 9299 | 4770.5179 | 0.25 | 8.7 | 22 | 6 | M31 | 294
|  |  | 295 | 115 | 2495.5 | 3185 | 5680.5 | 1871.625 | 12607 | 7133.375 | 0.76 | 8.7 | 27 | 6 | M23
|  | NL | 296 | 115 | 2495.5 | 3115 | 5610.5 | 1871.625 | 12330 | 6935.5179 | 0.19 | 1.3 | 22 | 7 | M31
|  | NL | 297 | 115 | 2495.5 | 4350 | 6845.5 | 1871.625 | 17217 | 10426.2321 | 0.57 | 1.3 | 27 | 7 | M23
|  |  | 298 | 115 | 2495.5 | 3751 | 6246.5 | 1871.625 | 14845 | 8731.9464 | 0.46 | 2.8 | 27 | 8 | M23 | 298
|  | NL | 299 | 115 | 2495.5 | 5136 | 7631.5 | 1871.625 | 20325 | 12646.2321 | 0.38 | 1.7 | 27 | 9 | M23
|  | NL | 300 | 115 | 2495.5 | 6637 | 9132.5 | 1871.625 | 26265 | 16889.0893 | 1.2 | 1.7 | 31 | 9 | M17
|  |  | 301 | 115 | 2495.5 | 5419 | 7914.5 | 1871.625 | 21445 | 13446.2321 | 0.32 | 3.7 | 27 | 10 | M23
|  |  | 302 | 115 | 2495.5 | 7030 | 9525.5 | 1871.625 | 27821 | 18000.5179 | 0.99 | 3.7 | 30 | 10 | M17
|  |  | 303 | 120 | 2604 | 2189 | 4793 | 1953 | 8666 | 4237 | 0.59 | 6.1 | 25 | 4 | M31 | 303
|  | NL | 304 | 120 | 2604 | 2654 | 5258 | 1953 | 10504 | 5549.8571 | 0.38 | 7.4 | 24 | 5 | M31
|  |  | 305 | 120 | 2604 | 2423 | 5027 | 1953 | 9588 | 4895.5714 | 0.27 | 8.7 | 23 | 6 | M31 | 305
|  |  | 306 | 120 | 2604 | 3279 | 5883 | 1953 | 12976 | 7315.5714 | 0.83 | 8.7 | 28 | 6 | M23
|  | NL | 307 | 120 | 2604 | 3216 | 5820 | 1953 | 12728 | 7138.4286 | 0.21 | 1.3 | 23 | 7 | M31
|  | NL | 308 | 120 | 2604 | 4470 | 7074 | 1953 | 17690 | 10682.7143 | 0.62 | 1.3 | 28 | 7 | M23
|  |  | 309 | 120 | 2604 | 2546 | 5150 | 1953 | 10076 | 5244.1429 | 0.16 | 2.8 | 23 | 8 | M31 | 309
|  |  | 310 | 120 | 2604 | 3861 | 6465 | 1953 | 15279 | 8960.5714 | 0.5 | 2.8 | 27 | 8 | M23 | 310
|  | NL | 311 | 120 | 2604 | 5288 | 7892 | 1953 | 20926 | 12994.1429 | 0.41 | 1.7 | 28 | 9 | M23
|  |  | 312 | 120 | 2604 | 5580 | 8184 | 1953 | 22081 | 13819.1429 | 0.35 | 3.7 | 28 | 10 | M23
|  |  | 313 | 120 | 2604 | 7219 | 9823 | 1953 | 28569 | 18453.4286 | 1.08 | 3.7 | 31 | 10 | M17
|  |  | 314 | 125 | 2712.5 | 2256 | 4968.5 | 2034.375 | 8931 | 4344.9107 | 0.64 | 6.1 | 25 | 4 | M31 | 314
|  | NL | 315 | 125 | 2712.5 | 2733 | 5445.5 | 2034.375 | 10817 | 5692.0536 | 0.41 | 7.4 | 24 | 5 | M31
|  |  | 316 | 125 | 2712.5 | 2496 | 5208.5 | 2034.375 | 9878 | 5021.3393 | 0.29 | 8.7 | 24 | 6 | M31 | 316
|  |  | 317 | 125 | 2712.5 | 3372 | 6084.5 | 2034.375 | 13345 | 7497.7679 | 0.9 | 8.7 | 29 | 6 | M23
|  | NL | 318 | 125 | 2712.5 | 3317 | 6029.5 | 2034.375 | 13126 | 7341.3393 | 0.22 | 1.3 | 23 | 7 | M31
|  | NL | 319 | 125 | 2712.5 | 4590 | 7302.5 | 2034.375 | 18163 | 10939.1964 | 0.68 | 1.3 | 28 | 7 | M23
|  |  | 320 | 125 | 2712.5 | 2629 | 5341.5 | 2034.375 | 10406 | 5398.4821 | 0.18 | 2.8 | 23 | 8 | M31 | 320
|  |  | 321 | 125 | 2712.5 | 3970 | 6682.5 | 2034.375 | 15712 | 9188.4821 | 0.54 | 2.8 | 28 | 8 | M23 | 321
|  | NL | 322 | 125 | 2712.5 | 5429 | 8141.5 | 2034.375 | 21486 | 13312.7679 | 0.44 | 1.7 | 28 | 9 | M23
|  |  | 323 | 125 | 2712.5 | 5740 | 8452.5 | 2034.375 | 22718 | 14192.7679 | 0.38 | 3.7 | 28 | 10 | M23
|  |  | 324 | 125 | 2712.5 | 7408 | 10120.5 | 2034.375 | 29317 | 18906.3393 | 1.17 | 3.7 | 32 | 10 | M17
|  |  | 325 | 130 | 2821 | 2323 | 5144 | 2115.75 | 9195 | 4452.1071 | 0.69 | 6.1 | 26 | 4 | M31 | 325
|  | NL | 326 | 130 | 2821 | 2812 | 5633 | 2115.75 | 11129 | 5833.5357 | 0.44 | 7.4 | 25 | 5 | M31
|  |  | 327 | 130 | 2821 | 2569 | 5390 | 2115.75 | 10168 | 5147.1071 | 0.32 | 8.7 | 24 | 6 | M31 | 327
|  |  | 328 | 130 | 2821 | 3465 | 6286 | 2115.75 | 13715 | 7680.6786 | 0.97 | 8.7 | 29 | 6 | M23
|  | NL | 329 | 130 | 2821 | 3417 | 6238 | 2115.75 | 13524 | 7544.25 | 0.24 | 1.3 | 24 | 7 | M31
|  | NL | 330 | 130 | 2821 | 4709 | 7530 | 2115.75 | 18636 | 11195.6786 | 0.73 | 1.3 | 29 | 7 | M23
|  |  | 331 | 130 | 2821 | 2712 | 5533 | 2115.75 | 10735 | 5552.1071 | 0.19 | 2.8 | 24 | 8 | M31 | 331
|  |  | 332 | 130 | 2821 | 4079 | 6900 | 2115.75 | 16144 | 9415.6786 | 0.58 | 2.8 | 28 | 8 | M23 | 332
|  | NL | 333 | 130 | 2821 | 5571 | 8392 | 2115.75 | 22045 | 13630.6786 | 0.48 | 1.7 | 29 | 9 | M23
|  |  | 334 | 130 | 2821 | 5901 | 8722 | 2115.75 | 23354 | 14565.6786 | 0.41 | 3.7 | 29 | 10 | M23
|  |  | 335 | 135 | 2929.5 | 2386 | 5315.5 | 2197.125 | 9443 | 4547.875 | 0.75 | 6.1 | 26 | 4 | M31
|  | NL | 336 | 135 | 2929.5 | 2891 | 5820.5 | 2197.125 | 11441 | 5975.0179 | 0.48 | 7.4 | 25 | 5 | M31
|  |  | 337 | 135 | 2929.5 | 2642 | 5571.5 | 2197.125 | 10458 | 5272.875 | 0.34 | 8.7 | 25 | 6 | M31 | 337
|  |  | 338 | 135 | 2929.5 | 3555 | 6484.5 | 2197.125 | 14068 | 7851.4464 | 1.04 | 8.7 | 30 | 6 | M23
|  | NL | 339 | 135 | 2929.5 | 3518 | 6447.5 | 2197.125 | 13922 | 7747.1607 | 0.26 | 1.3 | 24 | 7 | M31
|  | NL | 340 | 135 | 2929.5 | 4829 | 7758.5 | 2197.125 | 19110 | 11452.875 | 0.79 | 1.3 | 29 | 7 | M23
|  |  | 341 | 135 | 2929.5 | 2796 | 5725.5 | 2197.125 | 11065 | 5706.4464 | 0.21 | 2.8 | 24 | 8 | M31 | 341
|  |  | 342 | 135 | 2929.5 | 4189 | 7118.5 | 2197.125 | 16577 | 9643.5893 | 0.63 | 2.8 | 29 | 8 | M23 | 342
|  | NL | 343 | 135 | 2929.5 | 3714 | 6643.5 | 2197.125 | 14698 | 8301.4464 | 0.17 | 1.7 | 24 | 9 | M31
|  | NL | 344 | 135 | 2929.5 | 5712 | 8641.5 | 2197.125 | 22605 | 13949.3036 | 0.52 | 1.7 | 29 | 9 | M23
|  |  | 345 | 135 | 2929.5 | 6051 | 8980.5 | 2197.125 | 23946 | 14907.1607 | 0.44 | 3.7 | 29 | 10 | M23
|  |  | 346 | 140 | 3038 | 2447 | 5485 | 2278.5 | 9683 | 4637.9286 | 0.8 | 6.1 | 27 | 4 | M31
|  | NL | 347 | 140 | 3038 | 2970 | 6008 | 2278.5 | 11754 | 6117.2143 | 0.51 | 7.4 | 26 | 5 | M31
|  |  | 348 | 140 | 3038 | 2716 | 5754 | 2278.5 | 10747 | 5397.9286 | 0.36 | 8.7 | 25 | 6 | M31 | 348
|  |  | 349 | 140 | 3038 | 3639 | 6677 | 2278.5 | 14403 | 8009.3571 | 1.12 | 8.7 | 30 | 6 | M23
|  | NL | 350 | 140 | 3038 | 3607 | 6645 | 2278.5 | 14277 | 7919.3571 | 0.28 | 1.3 | 25 | 7 | M31
|  | NL | 351 | 140 | 3038 | 4939 | 7977 | 2278.5 | 19546 | 11682.9286 | 0.85 | 1.3 | 30 | 7 | M23
|  |  | 352 | 140 | 3038 | 2879 | 5917 | 2278.5 | 11395 | 5860.7857 | 0.22 | 2.8 | 25 | 8 | M31 | 352
|  |  | 353 | 140 | 3038 | 4298 | 7336 | 2278.5 | 17010 | 9871.5 | 0.67 | 2.8 | 29 | 8 | M23 | 353
|  | NL | 354 | 140 | 3038 | 3811 | 6849 | 2278.5 | 15084 | 8495.7857 | 0.18 | 1.7 | 25 | 9 | M31
|  | NL | 355 | 140 | 3038 | 5853 | 8891 | 2278.5 | 23164 | 14267.2143 | 0.56 | 1.7 | 29 | 9 | M23
|  |  | 356 | 140 | 3038 | 6193 | 9231 | 2278.5 | 24508 | 15227.2143 | 0.47 | 3.7 | 30 | 10 | M23
|  |  | 357 | 145 | 3146.5 | 2507 | 5653.5 | 2359.875 | 9924 | 4728.6964 | 0.86 | 6.1 | 27 | 4 | M31
|  | NL | 358 | 145 | 3146.5 | 3042 | 6188.5 | 2359.875 | 12039 | 6239.4107 | 0.55 | 7.4 | 26 | 5 | M31
|  |  | 359 | 145 | 3146.5 | 2789 | 5935.5 | 2359.875 | 11037 | 5523.6964 | 0.39 | 8.7 | 25 | 6 | M31 | 359
|  | NL | 360 | 145 | 3146.5 | 3696 | 6842.5 | 2359.875 | 14627 | 8087.9821 | 0.3 | 1.3 | 25 | 7 | M31
|  | NL | 361 | 145 | 3146.5 | 5048 | 8194.5 | 2359.875 | 19979 | 11910.8393 | 0.91 | 1.3 | 30 | 7 | M23
|  |  | 362 | 145 | 3146.5 | 2962 | 6108.5 | 2359.875 | 11724 | 6014.4107 | 0.24 | 2.8 | 25 | 8 | M31 | 362
|  |  | 363 | 145 | 3146.5 | 4407 | 7553.5 | 2359.875 | 17442 | 10098.6964 | 0.72 | 2.8 | 30 | 8 | M23
|  | NL | 364 | 145 | 3146.5 | 3909 | 7055.5 | 2359.875 | 15470 | 8690.125 | 0.2 | 1.7 | 25 | 9 | M31
|  | NL | 365 | 145 | 3146.5 | 5992 | 9138.5 | 2359.875 | 23715 | 14579.4107 | 0.6 | 1.7 | 30 | 9 | M23
|  |  | 366 | 145 | 3146.5 | 6335 | 9481.5 | 2359.875 | 25071 | 15547.9821 | 0.51 | 3.7 | 30 | 10 | M23
|  |  | 367 | 150 | 3255 | 2568 | 5823 | 2441.25 | 10164 | 4818.75 | 0.92 | 6.1 | 28 | 4 | M31
|  | NL | 368 | 150 | 3255 | 3113 | 6368 | 2441.25 | 12320 | 6358.75 | 0.59 | 7.4 | 27 | 5 | M31
|  |  | 369 | 150 | 3255 | 2862 | 6117 | 2441.25 | 11327 | 5649.4643 | 0.42 | 8.7 | 26 | 6 | M31 | 369
|  | NL | 370 | 150 | 3255 | 3784 | 7039 | 2441.25 | 14977 | 8256.6071 | 0.32 | 1.3 | 26 | 7 | M31
|  | NL | 371 | 150 | 3255 | 5158 | 8413 | 2441.25 | 20411 | 12138.0357 | 0.97 | 1.3 | 30 | 7 | M23
|  |  | 372 | 150 | 3255 | 3046 | 6301 | 2441.25 | 12054 | 6168.75 | 0.25 | 2.8 | 26 | 8 | M31 | 372
|  |  | 373 | 150 | 3255 | 4512 | 7767 | 2441.25 | 17856 | 10313.0357 | 0.77 | 2.8 | 30 | 8 | M23
|  | NL | 374 | 150 | 3255 | 4006 | 7261 | 2441.25 | 15856 | 8884.4643 | 0.21 | 1.7 | 26 | 9 | M31
|  | NL | 375 | 150 | 3255 | 6119 | 9374 | 2441.25 | 24218 | 14857.3214 | 0.64 | 1.7 | 30 | 9 | M23
|  |  | 376 | 150 | 3255 | 6477 | 9732 | 2441.25 | 25633 | 15868.0357 | 0.54 | 3.7 | 31 | 10 | M23
|  |  | 377 | 155 | 3363.5 | 2629 | 5992.5 | 2522.625 | 10405 | 4909.5179 | 0.98 | 6.1 | 28 | 4 | M31
|  | NL | 378 | 155 | 3363.5 | 3184 | 6547.5 | 2522.625 | 12601 | 6478.0893 | 0.63 | 7.4 | 27 | 5 | M31
|  |  | 379 | 155 | 3363.5 | 2935 | 6298.5 | 2522.625 | 11617 | 5775.2321 | 0.45 | 8.7 | 26 | 6 | M31 | 379
|  | NL | 380 | 155 | 3363.5 | 3873 | 7236.5 | 2522.625 | 15327 | 8425.2321 | 0.34 | 1.3 | 26 | 7 | M31
|  | NL | 381 | 155 | 3363.5 | 5267 | 8630.5 | 2522.625 | 20844 | 12365.9464 | 1.04 | 1.3 | 31 | 7 | M23
|  |  | 382 | 155 | 3363.5 | 3129 | 6492.5 | 2522.625 | 12384 | 6323.0893 | 0.27 | 2.8 | 26 | 8 | M31 | 382
|  |  | 383 | 155 | 3363.5 | 4609 | 7972.5 | 2522.625 | 18242 | 10507.375 | 0.83 | 2.8 | 31 | 8 | M23
|  | NL | 384 | 155 | 3363.5 | 4104 | 7467.5 | 2522.625 | 16242 | 9078.8036 | 0.23 | 1.7 | 26 | 9 | M31
|  | NL | 385 | 155 | 3363.5 | 6246 | 9609.5 | 2522.625 | 24720 | 15134.5179 | 0.68 | 1.7 | 31 | 9 | M23
|  |  | 386 | 155 | 3363.5 | 4197 | 7560.5 | 2522.625 | 16608 | 9340.2321 | 0.19 | 3.7 | 27 | 10 | M31
|  |  | 387 | 155 | 3363.5 | 6619 | 9982.5 | 2522.625 | 26196 | 16188.8036 | 0.58 | 3.7 | 31 | 10 | M23
|  | NL | 388 | 160 | 3472 | 3255 | 6727 | 2604 | 12883 | 6598.1429 | 0.67 | 7.4 | 27 | 5 | M31
|  |  | 389 | 160 | 3472 | 3008 | 6480 | 2604 | 11907 | 5901 | 0.48 | 8.7 | 27 | 6 | M31 | 389
|  | NL | 390 | 160 | 3472 | 3961 | 7433 | 2604 | 15678 | 8594.5714 | 0.36 | 1.3 | 26 | 7 | M31
|  | NL | 391 | 160 | 3472 | 5370 | 8842 | 2604 | 21253 | 12576.7143 | 1.11 | 1.3 | 31 | 7 | M23
|  |  | 392 | 160 | 3472 | 3203 | 6675 | 2604 | 12677 | 6451 | 0.29 | 2.8 | 26 | 8 | M31 | 392
|  |  | 393 | 160 | 3472 | 4707 | 8179 | 2604 | 18627 | 10701 | 0.88 | 2.8 | 31 | 8 | M23
|  | NL | 394 | 160 | 3472 | 4202 | 7674 | 2604 | 16628 | 9273.1429 | 0.24 | 1.7 | 27 | 9 | M31
|  | NL | 395 | 160 | 3472 | 6373 | 9845 | 2604 | 25223 | 15412.4286 | 0.72 | 1.7 | 31 | 9 | M23
|  |  | 396 | 160 | 3472 | 4293 | 7765 | 2604 | 16988 | 9530.2857 | 0.21 | 3.7 | 27 | 10 | M31
|  |  | 397 | 160 | 3472 | 6761 | 10233 | 2604 | 26758 | 16508.8571 | 0.61 | 3.7 | 31 | 10 | M23
|  | NL | 398 | 165 | 3580.5 | 3326 | 6906.5 | 2685.375 | 13164 | 6717.4821 | 0.71 | 7.4 | 28 | 5 | M31
|  |  | 399 | 165 | 3580.5 | 3074 | 6654.5 | 2685.375 | 12164 | 6003.1964 | 0.5 | 8.7 | 27 | 6 | M31 | 399
|  | NL | 400 | 165 | 3580.5 | 4050 | 7630.5 | 2685.375 | 16028 | 8763.1964 | 0.38 | 1.3 | 27 | 7 | M31
|  | NL | 401 | 165 | 3580.5 | 5471 | 9051.5 | 2685.375 | 21653 | 12781.0536 | 1.18 | 1.3 | 32 | 7 | M23
|  |  | 402 | 165 | 3580.5 | 3274 | 6854.5 | 2685.375 | 12958 | 6570.3393 | 0.31 | 2.8 | 27 | 8 | M31 | 402
|  |  | 403 | 165 | 3580.5 | 4804 | 8384.5 | 2685.375 | 19013 | 10895.3393 | 0.93 | 2.8 | 32 | 8 | M23
|  | NL | 404 | 165 | 3580.5 | 4299 | 7879.5 | 2685.375 | 17014 | 9467.4821 | 0.25 | 1.7 | 27 | 9 | M31
|  | NL | 405 | 165 | 3580.5 | 6500 | 10080.5 | 2685.375 | 25725 | 15689.625 | 0.77 | 1.7 | 32 | 9 | M23
|  |  | 406 | 165 | 3580.5 | 4389 | 7969.5 | 2685.375 | 17368 | 9720.3393 | 0.22 | 3.7 | 27 | 10 | M31
|  |  | 407 | 165 | 3580.5 | 6893 | 10473.5 | 2685.375 | 27278 | 16798.9107 | 0.65 | 3.7 | 32 | 10 | M23
|  | NL | 408 | 170 | 3689 | 3397 | 7086 | 2766.75 | 13445 | 6836.8214 | 0.75 | 7.4 | 28 | 5 | M31
|  |  | 409 | 170 | 3689 | 3138 | 6827 | 2766.75 | 12420 | 6104.6786 | 0.54 | 8.7 | 28 | 6 | M31 | 409
|  | NL | 410 | 170 | 3689 | 4138 | 7827 | 2766.75 | 16378 | 8931.8214 | 0.41 | 1.3 | 27 | 7 | M31
|  |  | 411 | 170 | 3689 | 3345 | 7034 | 2766.75 | 13239 | 6689.6786 | 0.33 | 2.8 | 27 | 8 | M31 | 411
|  |  | 412 | 170 | 3689 | 4902 | 8591 | 2766.75 | 19399 | 11089.6786 | 0.99 | 2.8 | 32 | 8 | M23
|  | NL | 413 | 170 | 3689 | 4397 | 8086 | 2766.75 | 17400 | 9661.8214 | 0.27 | 1.7 | 27 | 9 | M31
|  | NL | 414 | 170 | 3689 | 6627 | 10316 | 2766.75 | 26228 | 15967.5357 | 0.82 | 1.7 | 32 | 9 | M23
|  |  | 415 | 170 | 3689 | 4485 | 8174 | 2766.75 | 17748 | 9910.3929 | 0.23 | 3.7 | 28 | 10 | M31
|  |  | 416 | 170 | 3689 | 7021 | 10710 | 2766.75 | 27783 | 17078.25 | 0.69 | 3.7 | 32 | 10 | M23
|  | NL | 417 | 175 | 3797.5 | 3464 | 7261.5 | 2848.125 | 13711 | 6945.4464 | 0.8 | 7.4 | 29 | 5 | M31
|  |  | 418 | 175 | 3797.5 | 3203 | 7000.5 | 2848.125 | 12675 | 6205.4464 | 0.57 | 8.7 | 28 | 6 | M31 | 418
|  | NL | 419 | 175 | 3797.5 | 4225 | 8022.5 | 2848.125 | 16722 | 9096.1607 | 0.43 | 1.3 | 28 | 7 | M31
|  |  | 420 | 175 | 3797.5 | 3416 | 7213.5 | 2848.125 | 13519 | 6808.3036 | 0.35 | 2.8 | 28 | 8 | M31 | 420
|  |  | 421 | 175 | 3797.5 | 4999 | 8796.5 | 2848.125 | 19785 | 11284.0179 | 1.05 | 2.8 | 32 | 8 | M23
|  | NL | 422 | 175 | 3797.5 | 4494 | 8291.5 | 2848.125 | 17786 | 9856.1607 | 0.29 | 1.7 | 28 | 9 | M31
|  | NL | 423 | 175 | 3797.5 | 6744 | 10541.5 | 2848.125 | 26690 | 16216.1607 | 0.87 | 1.7 | 32 | 9 | M23
|  |  | 424 | 175 | 3797.5 | 4581 | 8378.5 | 2848.125 | 18128 | 10100.4464 | 0.24 | 3.7 | 28 | 10 | M31
|  |  | 425 | 175 | 3797.5 | 7148 | 10945.5 | 2848.125 | 28288 | 17357.5893 | 0.73 | 3.7 | 33 | 10 | M23
|  | NL | 426 | 180 | 3906 | 3529 | 7435 | 2929.5 | 13966 | 7046.2143 | 0.85 | 7.4 | 29 | 5 | M31
|  |  | 427 | 180 | 3906 | 3267 | 7173 | 2929.5 | 12931 | 6306.9286 | 0.6 | 8.7 | 28 | 6 | M31 | 427
|  | NL | 428 | 180 | 3906 | 4304 | 8210 | 2929.5 | 17035 | 9238.3571 | 0.46 | 1.3 | 28 | 7 | M31
|  |  | 429 | 180 | 3906 | 3487 | 7393 | 2929.5 | 13800 | 6927.6429 | 0.36 | 2.8 | 28 | 8 | M31 | 429
|  |  | 430 | 180 | 3906 | 5097 | 9003 | 2929.5 | 20170 | 11477.6429 | 1.11 | 2.8 | 33 | 8 | M23
|  | NL | 431 | 180 | 3906 | 4584 | 8490 | 2929.5 | 18142 | 10029.0714 | 0.3 | 1.7 | 28 | 9 | M31
|  | NL | 432 | 180 | 3906 | 6860 | 10766 | 2929.5 | 27148 | 16461.9286 | 0.92 | 1.7 | 33 | 9 | M23
|  |  | 433 | 180 | 3906 | 4677 | 8583 | 2929.5 | 18508 | 10290.5 | 0.26 | 3.7 | 28 | 10 | M31
|  |  | 434 | 180 | 3906 | 7276 | 11182 | 2929.5 | 28793 | 17636.9286 | 0.78 | 3.7 | 33 | 10 | M23
|  | NL | 435 | 185 | 4014.5 | 3594 | 7608.5 | 3010.875 | 14222 | 7147.6964 | 0.89 | 7.4 | 29 | 5 | M31
|  |  | 436 | 185 | 4014.5 | 3332 | 7346.5 | 3010.875 | 13186 | 6407.6964 | 0.63 | 8.7 | 29 | 6 | M31 | 436
|  | NL | 437 | 185 | 4014.5 | 4383 | 8397.5 | 3010.875 | 17347 | 9379.8393 | 0.48 | 1.3 | 28 | 7 | M31
|  |  | 438 | 185 | 4014.5 | 3558 | 7572.5 | 3010.875 | 14081 | 7046.9821 | 0.39 | 2.8 | 28 | 8 | M31 | 438
|  |  | 439 | 185 | 4014.5 | 5186 | 9200.5 | 3010.875 | 20525 | 11649.8393 | 1.17 | 2.8 | 33 | 8 | M23
|  | NL | 440 | 185 | 4014.5 | 4669 | 8683.5 | 3010.875 | 18479 | 10188.4107 | 0.32 | 1.7 | 28 | 9 | M31
|  | NL | 441 | 185 | 4014.5 | 6976 | 10990.5 | 3010.875 | 27606 | 16707.6964 | 0.97 | 1.7 | 33 | 9 | M23
|  |  | 442 | 185 | 4014.5 | 4773 | 8787.5 | 3010.875 | 18888 | 10480.5536 | 0.27 | 3.7 | 29 | 10 | M31
|  |  | 443 | 185 | 4014.5 | 7403 | 11417.5 | 3010.875 | 29298 | 17916.2679 | 0.82 | 3.7 | 33 | 10 | M23
|  | NL | 444 | 190 | 4123 | 3658 | 7781 | 3092.25 | 14478 | 7249.1786 | 0.94 | 7.4 | 30 | 5 | M31
|  |  | 445 | 190 | 4123 | 3396 | 7519 | 3092.25 | 13442 | 6509.1786 | 0.67 | 8.7 | 29 | 6 | M31 | 445
|  | NL | 446 | 190 | 4123 | 4462 | 8585 | 3092.25 | 17660 | 9522.0357 | 0.51 | 1.3 | 29 | 7 | M31
|  |  | 447 | 190 | 4123 | 3629 | 7752 | 3092.25 | 14362 | 7166.3214 | 0.41 | 2.8 | 29 | 8 | M31 | 447
|  | NL | 448 | 190 | 4123 | 4754 | 8877 | 3092.25 | 18815 | 10347.0357 | 0.34 | 1.7 | 29 | 9 | M31
|  | NL | 449 | 190 | 4123 | 7092 | 11215 | 3092.25 | 28064 | 16953.4643 | 1.02 | 1.7 | 33 | 9 | M23
|  |  | 450 | 190 | 4123 | 4869 | 8992 | 3092.25 | 19268 | 10670.6071 | 0.29 | 3.7 | 29 | 10 | M31
|  |  | 451 | 190 | 4123 | 7531 | 11654 | 3092.25 | 29803 | 18195.6071 | 0.86 | 3.7 | 34 | 10 | M23
|  | NL | 452 | 195 | 4231.5 | 3723 | 7954.5 | 3173.625 | 14734 | 7350.6607 | 0.99 | 7.4 | 30 | 5 | M31
|  |  | 453 | 195 | 4231.5 | 3461 | 7692.5 | 3173.625 | 13697 | 6609.9464 | 0.7 | 8.7 | 29 | 6 | M31 | 453
|  | NL | 454 | 195 | 4231.5 | 4541 | 8772.5 | 3173.625 | 17973 | 9664.2321 | 0.53 | 1.3 | 29 | 7 | M31
|  |  | 455 | 195 | 4231.5 | 3700 | 7931.5 | 3173.625 | 14643 | 7285.6607 | 0.43 | 2.8 | 29 | 8 | M31 | 455
|  | NL | 456 | 195 | 4231.5 | 4839 | 9070.5 | 3173.625 | 19151 | 10505.6607 | 0.35 | 1.7 | 29 | 9 | M31
|  | NL | 457 | 195 | 4231.5 | 7207 | 11438.5 | 3173.625 | 28523 | 17199.9464 | 1.07 | 1.7 | 34 | 9 | M23
|  |  | 458 | 195 | 4231.5 | 4965 | 9196.5 | 3173.625 | 19648 | 10860.6607 | 0.3 | 3.7 | 29 | 10 | M31
|  |  | 459 | 195 | 4231.5 | 7648 | 11879.5 | 3173.625 | 30267 | 18445.6607 | 0.91 | 3.7 | 34 | 10 | M23
|  |  | 460 | 200 | 4340 | 3525 | 7865 | 3255 | 13953 | 6711.4286 | 0.74 | 8.7 | 30 | 6 | M31
|  | NL | 461 | 200 | 4340 | 4620 | 8960 | 3255 | 18285 | 9805.7143 | 0.56 | 1.3 | 29 | 7 | M31
|  |  | 462 | 200 | 4340 | 3771 | 8111 | 3255 | 14924 | 7405 | 0.45 | 2.8 | 29 | 8 | M31 | 462
|  | NL | 463 | 200 | 4340 | 4924 | 9264 | 3255 | 19488 | 10665 | 0.37 | 1.7 | 29 | 9 | M31
|  | NL | 464 | 200 | 4340 | 7316 | 11656 | 3255 | 28954 | 17426.4286 | 1.13 | 1.7 | 34 | 9 | M23
|  |  | 465 | 200 | 4340 | 5056 | 9396 | 3255 | 20007 | 11035.7143 | 0.32 | 3.7 | 30 | 10 | M31
|  |  | 466 | 200 | 4340 | 7764 | 12104 | 3255 | 30724 | 18690.7143 | 0.96 | 3.7 | 34 | 10 | M23
|  |  | 467 | 205 | 4448.5 | 3590 | 8038.5 | 3336.375 | 14208 | 6812.1964 | 0.78 | 8.7 | 30 | 6 | M31
|  | NL | 468 | 205 | 4448.5 | 4699 | 9147.5 | 3336.375 | 18598 | 9947.9107 | 0.59 | 1.3 | 30 | 7 | M31
|  |  | 469 | 205 | 4448.5 | 3842 | 8290.5 | 3336.375 | 15204 | 7523.625 | 0.47 | 2.8 | 30 | 8 | M31 | 469
|  | NL | 470 | 205 | 4448.5 | 5009 | 9457.5 | 3336.375 | 19824 | 10823.625 | 0.39 | 1.7 | 30 | 9 | M31
|  | NL | 471 | 205 | 4448.5 | 7422 | 11870.5 | 3336.375 | 29372 | 17643.625 | 1.19 | 1.7 | 34 | 9 | M23
|  |  | 472 | 205 | 4448.5 | 5139 | 9587.5 | 3336.375 | 20337 | 11190.0536 | 0.33 | 3.7 | 30 | 10 | M31
|  |  | 473 | 205 | 4448.5 | 7879 | 12327.5 | 3336.375 | 31181 | 18935.7679 | 1.01 | 3.7 | 35 | 10 | M23
|  |  | 474 | 210 | 4557 | 3649 | 8206 | 3417.75 | 14443 | 6898.6786 | 0.81 | 8.7 | 30 | 6 | M31
|  | NL | 475 | 210 | 4557 | 4778 | 9335 | 3417.75 | 18910 | 10089.3929 | 0.62 | 1.3 | 30 | 7 | M31
|  |  | 476 | 210 | 4557 | 3913 | 8470 | 3417.75 | 15485 | 7642.9643 | 0.49 | 2.8 | 30 | 8 | M31 | 476
|  | NL | 477 | 210 | 4557 | 5094 | 9651 | 3417.75 | 20160 | 10982.25 | 0.41 | 1.7 | 30 | 9 | M31
|  | NL | 478 | 210 | 4557 | 7528 | 12085 | 3417.75 | 29790 | 17860.8214 | 1.24 | 1.7 | 35 | 9 | M23
|  |  | 479 | 210 | 4557 | 5222 | 9779 | 3417.75 | 20667 | 11344.3929 | 0.35 | 3.7 | 30 | 10 | M31
|  |  | 480 | 210 | 4557 | 7995 | 12552 | 3417.75 | 31639 | 19181.5357 | 1.05 | 3.7 | 35 | 10 | M23
|  |  | 481 | 215 | 4665.5 | 3707 | 8372.5 | 3499.125 | 14671 | 6980.1607 | 0.85 | 8.7 | 31 | 6 | M31
|  | NL | 482 | 215 | 4665.5 | 4854 | 9519.5 | 3499.125 | 19211 | 10223.0179 | 0.65 | 1.3 | 30 | 7 | M31
|  |  | 483 | 215 | 4665.5 | 3984 | 8649.5 | 3499.125 | 15766 | 7762.3036 | 0.52 | 2.8 | 30 | 8 | M31 | 483
|  | NL | 484 | 215 | 4665.5 | 5179 | 9844.5 | 3499.125 | 20497 | 11141.5893 | 0.43 | 1.7 | 31 | 9 | M31
|  |  | 485 | 215 | 4665.5 | 5306 | 9971.5 | 3499.125 | 20997 | 11498.7321 | 0.37 | 3.7 | 31 | 10 | M31
|  |  | 486 | 215 | 4665.5 | 8110 | 12775.5 | 3499.125 | 32096 | 19426.5893 | 1.11 | 3.7 | 35 | 10 | M23
|  |  | 487 | 220 | 4774 | 3765 | 8539 | 3580.5 | 14900 | 7062.3571 | 0.89 | 8.7 | 31 | 6 | M31
|  | NL | 488 | 220 | 4774 | 4926 | 9700 | 3580.5 | 19494 | 10343.7857 | 0.68 | 1.3 | 31 | 7 | M31
|  |  | 489 | 220 | 4774 | 4052 | 8826 | 3580.5 | 16038 | 7875.2143 | 0.54 | 2.8 | 31 | 8 | M31 | 489
|  | NL | 490 | 220 | 4774 | 5264 | 10038 | 3580.5 | 20833 | 11300.2143 | 0.45 | 1.7 | 31 | 9 | M31
|  |  | 491 | 220 | 4774 | 5389 | 10163 | 3580.5 | 21327 | 11653.0714 | 0.38 | 3.7 | 31 | 10 | M31
|  |  | 492 | 220 | 4774 | 8226 | 13000 | 3580.5 | 32553 | 19671.6429 | 1.16 | 3.7 | 36 | 10 | M23
|  |  | 493 | 225 | 4882.5 | 3823 | 8705.5 | 3661.875 | 15129 | 7144.5536 | 0.93 | 8.7 | 32 | 6 | M31
|  | NL | 494 | 225 | 4882.5 | 4997 | 9879.5 | 3661.875 | 19777 | 10464.5536 | 0.71 | 1.3 | 31 | 7 | M31
|  |  | 495 | 225 | 4882.5 | 4114 | 8996.5 | 3661.875 | 16283 | 7968.8393 | 0.57 | 2.8 | 31 | 8 | M31 | 495
|  | NL | 496 | 225 | 4882.5 | 5349 | 10231.5 | 3661.875 | 21170 | 11459.5536 | 0.47 | 1.7 | 32 | 9 | M31
|  |  | 497 | 225 | 4882.5 | 5472 | 10354.5 | 3661.875 | 21657 | 11807.4107 | 0.4 | 3.7 | 32 | 10 | M31
|  |  | 498 | 225 | 4882.5 | 8331 | 13213.5 | 3661.875 | 32971 | 19888.8393 | 1.21 | 3.7 | 36 | 10 | M23
|  |  | 499 | 230 | 4991 | 3881 | 8872 | 3743.25 | 15358 | 7226.75 | 0.98 | 8.7 | 32 | 6 | M31
|  | NL | 500 | 230 | 4991 | 5069 | 10060 | 3743.25 | 20060 | 10585.3214 | 0.74 | 1.3 | 32 | 7 | M31
|  |  | 501 | 230 | 4991 | 4176 | 9167 | 3743.25 | 16528 | 8062.4643 | 0.59 | 2.8 | 32 | 8 | M31 | 501
|  | NL | 502 | 230 | 4991 | 5430 | 10421 | 3743.25 | 21488 | 11605.3214 | 0.49 | 1.7 | 32 | 9 | M31
|  |  | 503 | 230 | 4991 | 5556 | 10547 | 3743.25 | 21987 | 11961.75 | 0.42 | 3.7 | 32 | 10 | M31
|  |  | 504 | 230 | 4991 | 8437 | 13428 | 3743.25 | 33388 | 20105.3214 | 1.26 | 3.7 | 36 | 10 | M23
|  |  | 505 | 235 | 5099.5 | 3938 | 9037.5 | 3824.625 | 15586 | 7308.2321 | 1.02 | 8.7 | 33 | 6 | M31
|  | NL | 506 | 235 | 5099.5 | 5140 | 10239.5 | 3824.625 | 20343 | 10706.0893 | 0.77 | 1.3 | 32 | 7 | M31
|  |  | 507 | 235 | 5099.5 | 4238 | 9337.5 | 3824.625 | 16772 | 8155.375 | 0.62 | 2.8 | 32 | 8 | M31 | 507
|  | NL | 508 | 235 | 5099.5 | 5505 | 10604.5 | 3824.625 | 21787 | 11737.5179 | 0.51 | 1.7 | 33 | 9 | M31
|  |  | 509 | 235 | 5099.5 | 5639 | 10738.5 | 3824.625 | 22317 | 12116.0893 | 0.44 | 3.7 | 33 | 10 | M31
|  |  | 510 | 235 | 5099.5 | 8542 | 13641.5 | 3824.625 | 33806 | 20322.5179 | 1.32 | 3.7 | 36 | 10 | M23
|  | NL | 511 | 240 | 5208 | 5212 | 10420 | 3906 | 20626 | 10826.8571 | 0.81 | 1.3 | 33 | 7 | M31
|  |  | 512 | 240 | 5208 | 4300 | 9508 | 3906 | 17017 | 8249 | 0.64 | 2.8 | 33 | 8 | M31 | 512
|  | NL | 513 | 240 | 5208 | 5581 | 10789 | 3906 | 22086 | 11869.7143 | 0.53 | 1.7 | 33 | 9 | M31
|  |  | 514 | 240 | 5208 | 5723 | 10931 | 3906 | 22647 | 12270.4286 | 0.46 | 3.7 | 33 | 10 | M31
|  | NL | 515 | 245 | 5316.5 | 5283 | 10599.5 | 3987.375 | 20909 | 10947.625 | 0.84 | 1.3 | 33 | 7 | M31
|  |  | 516 | 245 | 5316.5 | 4362 | 9678.5 | 3987.375 | 17262 | 8342.625 | 0.67 | 2.8 | 33 | 8 | M31 | 516
|  | NL | 517 | 245 | 5316.5 | 5656 | 10972.5 | 3987.375 | 22385 | 12001.9107 | 0.56 | 1.7 | 33 | 9 | M31
|  |  | 518 | 245 | 5316.5 | 5806 | 11122.5 | 3987.375 | 22977 | 12424.7679 | 0.47 | 3.7 | 34 | 10 | M31
|  | NL | 519 | 250 | 5425 | 5355 | 10780 | 4068.75 | 21192 | 11068.3929 | 0.88 | 1.3 | 34 | 7 | M31
|  |  | 520 | 250 | 5425 | 4424 | 9849 | 4068.75 | 17507 | 8436.25 | 0.7 | 2.8 | 34 | 8 | M31 | 520
|  | NL | 521 | 250 | 5425 | 5732 | 11157 | 4068.75 | 22684 | 12134.1071 | 0.58 | 1.7 | 34 | 9 | M31
|  |  | 522 | 250 | 5425 | 5889 | 11314 | 4068.75 | 23307 | 12579.1071 | 0.49 | 3.7 | 35 | 10 | M31
|  | NL | 523 | 255 | 5533.5 | 5422 | 10955.5 | 4150.125 | 21459 | 11177.7321 | 0.91 | 1.3 | 35 | 7 | M31
|  |  | 524 | 255 | 5533.5 | 4485 | 10018.5 | 4150.125 | 17751 | 8529.1607 | 0.73 | 2.8 | 35 | 8 | M31
|  | NL | 525 | 255 | 5533.5 | 5808 | 11341.5 | 4150.125 | 22983 | 12266.3036 | 0.6 | 1.7 | 35 | 9 | M31
|  |  | 526 | 255 | 5533.5 | 5972 | 11505.5 | 4150.125 | 23634 | 12731.3036 | 0.51 | 3.7 | 35 | 10 | M31
|  | NL | 527 | 260 | 5642 | 5488 | 11130 | 4231.5 | 21718 | 11281.3571 | 0.95 | 1.3 | 36 | 7 | M31
|  |  | 528 | 260 | 5642 | 4547 | 10189 | 4231.5 | 17996 | 8622.7857 | 0.76 | 2.8 | 36 | 8 | M31
|  | NL | 529 | 260 | 5642 | 5883 | 11525 | 4231.5 | 23282 | 12398.5 | 0.63 | 1.7 | 36 | 9 | M31
|  |  | 530 | 260 | 5642 | 6046 | 11688 | 4231.5 | 23925 | 12857.7857 | 0.53 | 3.7 | 36 | 10 | M31
|  | NL | 531 | 265 | 5750.5 | 5553 | 11303.5 | 4312.875 | 21977 | 11384.9821 | 0.98 | 1.3 | 36 | 7 | M31
|  |  | 532 | 265 | 5750.5 | 4609 | 10359.5 | 4312.875 | 18241 | 8716.4107 | 0.78 | 2.8 | 36 | 8 | M31
|  | NL | 533 | 265 | 5750.5 | 5959 | 11709.5 | 4312.875 | 23582 | 12531.4107 | 0.65 | 1.7 | 36 | 9 | M31
|  |  | 534 | 265 | 5750.5 | 6119 | 11869.5 | 4312.875 | 24217 | 12984.9821 | 0.55 | 3.7 | 37 | 10 | M31
|  | NL | 535 | 270 | 5859 | 5619 | 11478 | 4394.25 | 22235 | 11487.8929 | 1.02 | 1.3 | 37 | 7 | M31
|  |  | 536 | 270 | 5859 | 4671 | 10530 | 4394.25 | 18486 | 8810.0357 | 0.81 | 2.8 | 37 | 8 | M31
|  | NL | 537 | 270 | 5859 | 6034 | 11893 | 4394.25 | 23881 | 12663.6071 | 0.67 | 1.7 | 37 | 9 | M31
|  |  | 538 | 270 | 5859 | 6193 | 12052 | 4394.25 | 24508 | 13111.4643 | 0.57 | 3.7 | 38 | 10 | M31
|  |  | 539 | 275 | 5967.5 | 4733 | 10700.5 | 4475.625 | 18730 | 8902.9464 | 0.84 | 2.8 | 38 | 8 | M31
|  | NL | 540 | 275 | 5967.5 | 6110 | 12077.5 | 4475.625 | 24180 | 12795.8036 | 0.7 | 1.7 | 38 | 9 | M31
|  |  | 541 | 275 | 5967.5 | 6267 | 12234.5 | 4475.625 | 24800 | 13238.6607 | 0.6 | 3.7 | 38 | 10 | M31
|  |  | 542 | 280 | 6076 | 4795 | 10871 | 4557 | 18975 | 8996.5714 | 0.88 | 2.8 | 38 | 8 | M31
|  | NL | 543 | 280 | 6076 | 6183 | 12259 | 4557 | 24468 | 12920.1429 | 0.72 | 1.7 | 39 | 9 | M31
|  |  | 544 | 280 | 6076 | 6340 | 12416 | 4557 | 25092 | 13365.8571 | 0.62 | 3.7 | 39 | 10 | M31
|  |  | 545 | 285 | 6184.5 | 4852 | 11036.5 | 4638.375 | 19200 | 9075.9107 | 0.91 | 2.8 | 39 | 8 | M31
|  | NL | 546 | 285 | 6184.5 | 6251 | 12435.5 | 4638.375 | 24736 | 13030.1964 | 0.75 | 1.7 | 39 | 9 | M31
|  |  | 547 | 285 | 6184.5 | 6414 | 12598.5 | 4638.375 | 25383 | 13492.3393 | 0.64 | 3.7 | 40 | 10 | M31
|  |  | 548 | 290 | 6293 | 4907 | 11200 | 4719.75 | 19418 | 9150.25 | 0.94 | 2.8 | 40 | 8 | M31
|  | NL | 549 | 290 | 6293 | 6318 | 12611 | 4719.75 | 25005 | 13140.9643 | 0.78 | 1.7 | 40 | 9 | M31
|  |  | 550 | 290 | 6293 | 6488 | 12781 | 4719.75 | 25675 | 13619.5357 | 0.66 | 3.7 | 40 | 10 | M31
|  |  | 551 | 295 | 6401.5 | 4962 | 11363.5 | 4801.125 | 19637 | 9225.3036 | 0.97 | 2.8 | 41 | 8 | M31
|  | NL | 552 | 295 | 6401.5 | 6386 | 12787.5 | 4801.125 | 25274 | 13251.7321 | 0.8 | 1.7 | 41 | 9 | M31
|  |  | 553 | 295 | 6401.5 | 6561 | 12962.5 | 4801.125 | 25967 | 13746.7321 | 0.69 | 3.7 | 41 | 10 | M31
|  |  | 554 | 300 | 6510 | 5017 | 11527 | 4882.5 | 19855 | 9299.6429 | 1 | 2.8 | 41 | 8 | M31
|  | NL | 555 | 300 | 6510 | 6454 | 12964 | 4882.5 | 25542 | 13361.7857 | 0.83 | 1.7 | 41 | 9 | M31
|  |  | 556 | 300 | 6510 | 6635 | 13145 | 4882.5 | 26258 | 13873.2143 | 0.71 | 3.7 | 42 | 10 | M31
|  |  | 557 | 305 | 6618.5 | 5072 | 11690.5 | 4963.875 | 20073 | 9373.9821 | 1.04 | 2.8 | 42 | 8 | M31
|  | NL | 558 | 305 | 6618.5 | 6522 | 13140.5 | 4963.875 | 25811 | 13472.5536 | 0.86 | 1.7 | 42 | 9 | M31
|  |  | 559 | 305 | 6618.5 | 6709 | 13327.5 | 4963.875 | 26550 | 14000.4107 | 0.73 | 3.7 | 42 | 10 | M31
|  | NL | 560 | 310 | 6727 | 6590 | 13317 | 5045.25 | 26079 | 13582.6071 | 0.89 | 1.7 | 43 | 9 | M31
|  |  | 561 | 310 | 6727 | 6783 | 13510 | 5045.25 | 26841 | 14126.8929 | 0.76 | 3.7 | 43 | 10 | M31
|  | NL | 562 | 315 | 6835.5 | 6658 | 13493.5 | 5126.625 | 26348 | 13693.375 | 0.92 | 1.7 | 43 | 9 | M31
|  |  | 563 | 315 | 6835.5 | 6850 | 13685.5 | 5126.625 | 27110 | 14237.6607 | 0.78 | 3.7 | 44 | 10 | M31
|  | NL | 564 | 320 | 6944 | 6726 | 13670 | 5208 | 26617 | 13804.1429 | 0.94 | 1.7 | 44 | 9 | M31
|  |  | 565 | 320 | 6944 | 6917 | 13861 | 5208 | 27372 | 14343.4286 | 0.81 | 3.7 | 44 | 10 | M31
|  | NL | 566 | 325 | 7052.5 | 6794 | 13846.5 | 5289.375 | 26885 | 13914.1964 | 0.97 | 1.7 | 45 | 9 | M31
|  |  | 567 | 325 | 7052.5 | 6983 | 14035.5 | 5289.375 | 27634 | 14449.1964 | 0.83 | 3.7 | 45 | 10 | M31
|  | NL | 568 | 330 | 7161 | 6860 | 14021 | 5370.75 | 27148 | 14020.6786 | 1 | 1.7 | 45 | 9 | M31
|  |  | 569 | 330 | 7161 | 7049 | 14210 | 5370.75 | 27896 | 14554.9643 | 0.86 | 3.7 | 46 | 10 | M31
|  | NL | 570 | 335 | 7269.5 | 6922 | 14191.5 | 5452.125 | 27393 | 14114.3036 | 1.03 | 1.7 | 46 | 9 | M31
|  |  | 571 | 335 | 7269.5 | 7115 | 14384.5 | 5452.125 | 28157 | 14660.0179 | 0.88 | 3.7 | 46 | 10 | M31
|  |  | 572 | 340 | 7378 | 7181 | 14559 | 5533.5 | 28419 | 14765.7857 | 0.91 | 3.7 | 47 | 10 | M31
|  |  | 573 | 345 | 7486.5 | 7247 | 14733.5 | 5614.875 | 28681 | 14871.5536 | 0.94 | 3.7 | 47 | 10 | M31
|  |  | 574 | 350 | 7595 | 7314 | 14909 | 5696.25 | 28943 | 14977.3214 | 0.96 | 3.7 | 48 | 10 | M31
|  |  | 575 | 355 | 7703.5 | 7380 | 15083.5 | 5777.625 | 29205 | 15083.0893 | 0.99 | 3.7 | 49 | 10 | M31
|  |  | 576 | 360 | 7812 | 7446 | 15258 | 5859 | 29467 | 15188.8571 | 1.02 | 3.7 | 49 | 10 | M31
|  |  | 577 | 365 | 7920.5 | 7512 | 15432.5 | 5940.375 | 29728 | 15293.9107 | 1.05 | 3.7 | 50 | 10 | M31
|  |  | 578 | 370 | 8029 | 7575 | 15604 | 6021.75 | 29979 | 15391.8214 | 1.07 | 3.7 | 50 | 10 | M31
|  |  | 1 | 10 | 217 | 493 | 710 | 162.75 | 1244 | 725.8214 | 0.26 | 2.5 | 15 | 2 | M17
|  |  | 2 | 10 | 217 | 540 | 757 | 162.75 | 1365 | 812.25 | 0.61 | 2.5 | 18 | 2 | M13
|  | NL | 3 | 10 | 217 | 593 | 810 | 162.75 | 1496 | 905.8214 | 0.21 | 3.5 | 15 | 3 | M13
|  |  | 4 | 15 | 325.5 | 491 | 816.5 | 244.125 | 1241 | 642.3036 | 0.17 | 2.5 | 15 | 2 | M23
|  |  | 5 | 15 | 325.5 | 678 | 1003.5 | 244.125 | 1713 | 979.4464 | 0.57 | 2.5 | 18 | 2 | M17
|  | NL | 6 | 15 | 325.5 | 749 | 1074.5 | 244.125 | 1891 | 1106.5893 | 0.2 | 3.5 | 15 | 3 | M17
|  | NL | 7 | 15 | 325.5 | 823 | 1148.5 | 244.125 | 2077 | 1239.4464 | 0.47 | 3.5 | 18 | 3 | M13
|  |  | 8 | 15 | 325.5 | 869 | 1194.5 | 244.125 | 2195 | 1323.7321 | 0.24 | 4.5 | 15 | 4 | M13
|  | NL | 9 | 15 | 325.5 | 1007 | 1332.5 | 244.125 | 2543 | 1572.3036 | 0.15 | 5.5 | 15 | 5 | M13
|  |  | 10 | 20 | 434 | 617 | 1051 | 325.5 | 1557 | 786.6429 | 0.3 | 2.5 | 16 | 2 | M23
|  |  | 11 | 20 | 434 | 839 | 1273 | 325.5 | 2118 | 1187.3571 | 1.01 | 2.5 | 22 | 2 | M17
|  | NL | 12 | 20 | 434 | 944 | 1378 | 325.5 | 2382 | 1375.9286 | 0.35 | 3.5 | 16 | 3 | M17
|  | NL | 13 | 20 | 434 | 1030 | 1464 | 325.5 | 2599 | 1530.9286 | 0.84 | 3.5 | 21 | 3 | M13
|  |  | 14 | 20 | 434 | 999 | 1433 | 325.5 | 2522 | 1475.9286 | 0.18 | 4.5 | 15 | 4 | M17
|  |  | 15 | 20 | 434 | 1096 | 1530 | 325.5 | 2767 | 1650.9286 | 0.42 | 4.5 | 18 | 4 | M13
|  | NL | 16 | 20 | 434 | 1259 | 1693 | 325.5 | 3177 | 1943.7857 | 0.27 | 5.5 | 16 | 5 | M13
|  |  | 17 | 20 | 434 | 1198 | 1632 | 325.5 | 3025 | 1835.2143 | 0.19 | 6.6 | 16 | 6 | M13
|  | NL | 18 | 20 | 434 | 1613 | 2047 | 325.5 | 4071 | 2582.3571 | 0.14 | 7.6 | 15 | 7 | M13
|  |  | 19 | 25 | 542.5 | 732 | 1274.5 | 406.875 | 1848 | 913.125 | 0.47 | 2.5 | 19 | 2 | M23
|  | NL | 20 | 25 | 542.5 | 815 | 1357.5 | 406.875 | 2059 | 1063.8393 | 0.16 | 3.5 | 15 | 3 | M23
|  | NL | 21 | 25 | 542.5 | 1122 | 1664.5 | 406.875 | 2833 | 1616.6964 | 0.55 | 3.5 | 19 | 3 | M17
|  |  | 22 | 25 | 542.5 | 1202 | 1744.5 | 406.875 | 3034 | 1760.2679 | 0.28 | 4.5 | 15 | 4 | M17
|  |  | 23 | 25 | 542.5 | 1309 | 1851.5 | 406.875 | 3304 | 1953.125 | 0.66 | 4.5 | 21 | 4 | M13
|  | NL | 24 | 25 | 542.5 | 1354 | 1896.5 | 406.875 | 3418 | 2034.5536 | 0.18 | 5.5 | 15 | 5 | M17
|  | NL | 25 | 25 | 542.5 | 1510 | 2052.5 | 406.875 | 3811 | 2315.2679 | 0.42 | 5.5 | 19 | 5 | M13
|  |  | 26 | 25 | 542.5 | 1419 | 1961.5 | 406.875 | 3583 | 2152.4107 | 0.3 | 6.6 | 18 | 6 | M13
|  | NL | 27 | 25 | 542.5 | 1916 | 2458.5 | 406.875 | 4836 | 3047.4107 | 0.22 | 7.6 | 18 | 7 | M13
|  |  | 28 | 25 | 542.5 | 1665 | 2207.5 | 406.875 | 4202 | 2594.5536 | 0.17 | 8.5 | 17 | 8 | M13
|  |  | 29 | 30 | 651 | 603 | 1254 | 488.25 | 1524 | 600.3214 | 0.22 | 2.5 | 16 | 2 | M31
|  |  | 30 | 30 | 651 | 839 | 1490 | 488.25 | 2118 | 1024.6071 | 0.67 | 2.5 | 22 | 2 | M23
|  | NL | 31 | 30 | 651 | 942 | 1593 | 488.25 | 2379 | 1211.0357 | 0.24 | 3.5 | 16 | 3 | M23
|  | NL | 32 | 30 | 651 | 1281 | 1932 | 488.25 | 3234 | 1821.75 | 0.79 | 3.5 | 21 | 3 | M17
|  |  | 33 | 30 | 651 | 1378 | 2029 | 488.25 | 3478 | 1996.0357 | 0.4 | 4.5 | 17 | 4 | M17
|  |  | 34 | 30 | 651 | 1504 | 2155 | 488.25 | 3796 | 2223.1786 | 0.94 | 4.5 | 23 | 4 | M13
|  | NL | 35 | 30 | 651 | 1570 | 2221 | 488.25 | 3964 | 2343.1786 | 0.25 | 5.5 | 16 | 5 | M17
|  | NL | 36 | 30 | 651 | 1733 | 2384 | 488.25 | 4375 | 2636.75 | 0.6 | 5.5 | 22 | 5 | M13
|  |  | 37 | 30 | 651 | 1498 | 2149 | 488.25 | 3782 | 2213.1786 | 0.18 | 6.6 | 15 | 6 | M17
|  |  | 38 | 30 | 651 | 1640 | 2291 | 488.25 | 4141 | 2469.6071 | 0.42 | 6.6 | 21 | 6 | M13
|  | NL | 39 | 30 | 651 | 2219 | 2870 | 488.25 | 5601 | 3512.4643 | 0.31 | 7.6 | 20 | 7 | M13
|  |  | 40 | 30 | 651 | 1901 | 2552 | 488.25 | 4798 | 2938.8929 | 0.24 | 8.5 | 19 | 8 | M13
|  | NL | 41 | 30 | 651 | 2591 | 3242 | 488.25 | 6539 | 4182.4643 | 0.2 | 9.6 | 19 | 9 | M13
|  |  | 42 | 30 | 651 | 2725 | 3376 | 488.25 | 6879 | 4425.3214 | 0.16 | 1.4 | 18 | 10 | M13
|  |  | 43 | 30 | 651 | 2725 | 3376 | 488.25 | 6879 | 4425.3214 | 0.16 | 1.4 | 18 | 10 | M13
|  |  | 44 | 35 | 759.5 | 681 | 1440.5 | 569.625 | 1719 | 658.2321 | 0.29 | 2.5 | 18 | 2 | M31
|  |  | 45 | 35 | 759.5 | 936 | 1695.5 | 569.625 | 2364 | 1118.9464 | 0.91 | 2.5 | 24 | 2 | M23
|  | NL | 46 | 35 | 759.5 | 1061 | 1820.5 | 569.625 | 2678 | 1343.2321 | 0.32 | 3.5 | 18 | 3 | M23
|  | NL | 47 | 35 | 759.5 | 1432 | 2191.5 | 569.625 | 3614 | 2011.8036 | 1.07 | 3.5 | 23 | 3 | M17
|  |  | 48 | 35 | 759.5 | 1131 | 1890.5 | 569.625 | 2856 | 1470.375 | 0.16 | 4.5 | 15 | 4 | M23
|  |  | 49 | 35 | 759.5 | 1553 | 2312.5 | 569.625 | 3919 | 2229.6607 | 0.54 | 4.5 | 19 | 4 | M17
|  | NL | 50 | 35 | 759.5 | 1760 | 2519.5 | 569.625 | 4444 | 2604.6607 | 0.34 | 5.5 | 18 | 5 | M17
|  | NL | 51 | 35 | 759.5 | 1950 | 2709.5 | 569.625 | 4922 | 2946.0893 | 0.81 | 5.5 | 24 | 5 | M13
|  |  | 52 | 35 | 759.5 | 1696 | 2455.5 | 569.625 | 4282 | 2488.9464 | 0.24 | 6.6 | 17 | 6 | M17
|  |  | 53 | 35 | 759.5 | 1862 | 2621.5 | 569.625 | 4699 | 2786.8036 | 0.58 | 6.6 | 23 | 6 | M13
|  | NL | 54 | 35 | 759.5 | 2320 | 3079.5 | 569.625 | 5857 | 3613.9464 | 0.18 | 7.6 | 17 | 7 | M17
|  | NL | 55 | 35 | 759.5 | 2498 | 3257.5 | 569.625 | 6305 | 3933.9464 | 0.43 | 7.6 | 22 | 7 | M13
|  |  | 56 | 35 | 759.5 | 1982 | 2741.5 | 569.625 | 5003 | 3003.9464 | 0.14 | 8.5 | 16 | 8 | M17
|  |  | 57 | 35 | 759.5 | 2137 | 2896.5 | 569.625 | 5394 | 3283.2321 | 0.33 | 8.5 | 21 | 8 | M13
|  | NL | 58 | 35 | 759.5 | 2926 | 3685.5 | 569.625 | 7385 | 4705.375 | 0.27 | 9.6 | 21 | 9 | M13
|  |  | 59 | 35 | 759.5 | 3067 | 3826.5 | 569.625 | 7740 | 4958.9464 | 0.22 | 1.4 | 20 | 10 | M13
|  |  | 60 | 35 | 759.5 | 3067 | 3826.5 | 569.625 | 7740 | 4958.9464 | 0.22 | 1.4 | 20 | 10 | M13
|  |  | 61 | 40 | 868 | 755 | 1623 | 651 | 1907 | 711.1429 | 0.38 | 2.5 | 20 | 2 | M31
|  |  | 62 | 40 | 868 | 1028 | 1896 | 651 | 2595 | 1202.5714 | 1.19 | 2.5 | 25 | 2 | M23
|  | NL | 63 | 40 | 868 | 1175 | 2043 | 651 | 2965 | 1466.8571 | 0.41 | 3.5 | 20 | 3 | M23
|  |  | 64 | 40 | 868 | 1260 | 2128 | 651 | 3181 | 1621.1429 | 0.21 | 4.5 | 16 | 4 | M23
|  |  | 65 | 40 | 868 | 1709 | 2577 | 651 | 4313 | 2429.7143 | 0.7 | 4.5 | 21 | 4 | M17
|  | NL | 66 | 40 | 868 | 1951 | 2819 | 651 | 4924 | 2866.1429 | 0.45 | 5.5 | 20 | 5 | M17
|  |  | 67 | 40 | 868 | 1891 | 2759 | 651 | 4774 | 2759 | 0.32 | 6.6 | 19 | 6 | M17
|  |  | 68 | 40 | 868 | 2056 | 2924 | 651 | 5190 | 3056.1429 | 0.75 | 6.6 | 25 | 6 | M13
|  | NL | 69 | 40 | 868 | 2560 | 3428 | 651 | 6461 | 3964 | 0.24 | 7.6 | 18 | 7 | M17
|  | NL | 70 | 40 | 868 | 2757 | 3625 | 651 | 6958 | 4319 | 0.55 | 7.6 | 24 | 7 | M13
|  |  | 71 | 40 | 868 | 2196 | 3064 | 651 | 5543 | 3308.2857 | 0.19 | 8.5 | 18 | 8 | M17 | 71
|  |  | 72 | 40 | 868 | 2373 | 3241 | 651 | 5990 | 3627.5714 | 0.43 | 8.5 | 23 | 8 | M13 | 72
|  | NL | 73 | 40 | 868 | 3017 | 3885 | 651 | 7616 | 4789 | 0.15 | 9.6 | 17 | 9 | M17
|  | NL | 74 | 40 | 868 | 3261 | 4129 | 651 | 8232 | 5229 | 0.35 | 9.6 | 22 | 9 | M13
|  |  | 75 | 40 | 868 | 3408 | 4276 | 651 | 8601 | 5492.5714 | 0.29 | 1.4 | 22 | 10 | M13
|  |  | 76 | 40 | 868 | 3408 | 4276 | 651 | 8601 | 5492.5714 | 0.29 | 1.4 | 22 | 10 | M13
|  |  | 77 | 45 | 976.5 | 828 | 1804.5 | 732.375 | 2091 | 761.1964 | 0.48 | 2.5 | 22 | 2 | M31
|  | NL | 78 | 45 | 976.5 | 917 | 1893.5 | 732.375 | 2315 | 921.1964 | 0.17 | 3.5 | 16 | 3 | M31
|  | NL | 79 | 45 | 976.5 | 1280 | 2256.5 | 732.375 | 3231 | 1575.4821 | 0.52 | 3.5 | 21 | 3 | M23
|  |  | 80 | 45 | 976.5 | 1376 | 2352.5 | 732.375 | 3473 | 1748.3393 | 0.27 | 4.5 | 18 | 4 | M23
|  |  | 81 | 45 | 976.5 | 1864 | 2840.5 | 732.375 | 4705 | 2628.3393 | 0.89 | 4.5 | 23 | 4 | M17
|  | NL | 82 | 45 | 976.5 | 1625 | 2601.5 | 732.375 | 4102 | 2197.625 | 0.17 | 5.5 | 16 | 5 | M23
|  | NL | 83 | 45 | 976.5 | 2123 | 3099.5 | 732.375 | 5360 | 3096.1964 | 0.56 | 5.5 | 21 | 5 | M17
|  |  | 84 | 45 | 976.5 | 2061 | 3037.5 | 732.375 | 5203 | 2984.0536 | 0.4 | 6.6 | 21 | 6 | M17 | 84 | 84
|  |  | 85 | 45 | 976.5 | 2246 | 3222.5 | 732.375 | 5669 | 3316.9107 | 0.95 | 6.6 | 26 | 6 | M13
|  | NL | 86 | 45 | 976.5 | 2794 | 3770.5 | 732.375 | 7052 | 4304.7679 | 0.3 | 7.6 | 20 | 7 | M17
|  | NL | 87 | 45 | 976.5 | 3015 | 3991.5 | 732.375 | 7611 | 4704.0536 | 0.7 | 7.6 | 25 | 7 | M13
|  |  | 88 | 45 | 976.5 | 2410 | 3386.5 | 732.375 | 6083 | 3612.625 | 0.23 | 8.5 | 19 | 8 | M17 | 88
|  |  | 89 | 45 | 976.5 | 2609 | 3585.5 | 732.375 | 6586 | 3971.9107 | 0.54 | 8.5 | 24 | 8 | M13 | 89
|  | NL | 90 | 45 | 976.5 | 3315 | 4291.5 | 732.375 | 8368 | 5244.7679 | 0.19 | 9.6 | 19 | 9 | M17
|  | NL | 91 | 45 | 976.5 | 3547 | 4523.5 | 732.375 | 8953 | 5662.625 | 0.44 | 9.6 | 24 | 9 | M13
|  |  | 92 | 45 | 976.5 | 3470 | 4446.5 | 732.375 | 8758 | 5523.3393 | 0.16 | 1.4 | 19 | 10 | M17
|  |  | 93 | 45 | 976.5 | 3749 | 4725.5 | 732.375 | 9462 | 6026.1964 | 0.36 | 1.4 | 24 | 10 | M13
|  |  | 94 | 45 | 976.5 | 3749 | 4725.5 | 732.375 | 9462 | 6026.1964 | 0.36 | 1.4 | 24 | 10 | M13
|  |  | 95 | 50 | 1085 | 895 | 1980 | 813.75 | 2259 | 799.8214 | 0.6 | 2.5 | 23 | 2 | M31
|  | NL | 96 | 50 | 1085 | 1002 | 2087 | 813.75 | 2529 | 992.6786 | 0.21 | 3.5 | 18 | 3 | M31
|  | NL | 97 | 50 | 1085 | 1383 | 2468 | 813.75 | 3492 | 1680.5357 | 0.64 | 3.5 | 23 | 3 | M23
|  |  | 98 | 50 | 1085 | 1492 | 2577 | 813.75 | 3766 | 1876.25 | 0.33 | 4.5 | 19 | 4 | M23
|  | NL | 99 | 50 | 1085 | 1757 | 2842 | 813.75 | 4436 | 2354.8214 | 0.21 | 5.5 | 18 | 5 | M23
|  | NL | 100 | 50 | 1085 | 2292 | 3377 | 813.75 | 5785 | 3318.3929 | 0.69 | 5.5 | 23 | 5 | M17
|  |  | 101 | 50 | 1085 | 1627 | 2712 | 813.75 | 4106 | 2119.1071 | 0.15 | 6.6 | 17 | 6 | M23
|  |  | 102 | 50 | 1085 | 2231 | 3316 | 813.75 | 5632 | 3209.1071 | 0.49 | 6.6 | 22 | 6 | M17 | 102
|  | NL | 103 | 50 | 1085 | 3027 | 4112 | 813.75 | 7641 | 4644.1071 | 0.37 | 7.6 | 21 | 7 | M17
|  | NL | 104 | 50 | 1085 | 3244 | 4329 | 813.75 | 8188 | 5034.8214 | 0.86 | 7.6 | 26 | 7 | M13
|  |  | 105 | 50 | 1085 | 2624 | 3709 | 813.75 | 6623 | 3916.9643 | 0.29 | 8.5 | 21 | 8 | M17 | 105
|  |  | 106 | 50 | 1085 | 2837 | 3922 | 813.75 | 7161 | 4301.25 | 0.67 | 8.5 | 26 | 8 | M13 | 106
|  | NL | 107 | 50 | 1085 | 3573 | 4658 | 813.75 | 9018 | 5627.6786 | 0.23 | 9.6 | 20 | 9 | M17
|  | NL | 108 | 50 | 1085 | 3830 | 4915 | 813.75 | 9668 | 6091.9643 | 0.54 | 9.6 | 25 | 9 | M13
|  |  | 109 | 50 | 1085 | 3775 | 4860 | 813.75 | 9528 | 5991.9643 | 0.2 | 1.4 | 20 | 10 | M17
|  |  | 110 | 50 | 1085 | 4036 | 5121 | 813.75 | 10188 | 6463.3929 | 0.45 | 1.4 | 25 | 10 | M13
|  |  | 111 | 50 | 1085 | 4036 | 5121 | 813.75 | 10188 | 6463.3929 | 0.45 | 1.4 | 25 | 10 | M13
|  |  | 112 | 55 | 1193.5 | 961 | 2154.5 | 895.125 | 2426 | 837.7321 | 0.72 | 2.5 | 24 | 2 | M31
|  | NL | 113 | 55 | 1193.5 | 1079 | 2272.5 | 895.125 | 2725 | 1051.3036 | 0.25 | 3.5 | 19 | 3 | M31
|  | NL | 114 | 55 | 1193.5 | 1479 | 2672.5 | 895.125 | 3733 | 1771.3036 | 0.78 | 3.5 | 24 | 3 | M23
|  |  | 115 | 55 | 1193.5 | 1605 | 2798.5 | 895.125 | 4050 | 1997.7321 | 0.39 | 4.5 | 20 | 4 | M23
|  | NL | 116 | 55 | 1193.5 | 1890 | 3083.5 | 895.125 | 4770 | 2512.0179 | 0.25 | 5.5 | 19 | 5 | M23
|  | NL | 117 | 55 | 1193.5 | 2453 | 3646.5 | 895.125 | 6191 | 3527.0179 | 0.84 | 5.5 | 24 | 5 | M17
|  |  | 118 | 55 | 1193.5 | 1758 | 2951.5 | 895.125 | 4437 | 2274.1607 | 0.18 | 6.6 | 18 | 6 | M23
|  |  | 119 | 55 | 1193.5 | 2401 | 3594.5 | 895.125 | 6061 | 3434.1607 | 0.59 | 6.6 | 23 | 6 | M17 | 119
|  | NL | 120 | 55 | 1193.5 | 3233 | 4426.5 | 895.125 | 8161 | 4934.1607 | 0.44 | 7.6 | 22 | 7 | M17
|  | NL | 121 | 55 | 1193.5 | 3472 | 4665.5 | 895.125 | 8762 | 5363.4464 | 1.04 | 7.6 | 28 | 7 | M13
|  |  | 122 | 55 | 1193.5 | 2831 | 4024.5 | 895.125 | 7146 | 4209.1607 | 0.35 | 8.5 | 22 | 8 | M17 | 122
|  |  | 123 | 55 | 1193.5 | 3038 | 4231.5 | 895.125 | 7669 | 4582.7321 | 0.81 | 8.5 | 27 | 8 | M13
|  | NL | 124 | 55 | 1193.5 | 3830 | 5023.5 | 895.125 | 9668 | 6010.5893 | 0.28 | 9.6 | 22 | 9 | M17
|  | NL | 125 | 55 | 1193.5 | 4114 | 5307.5 | 895.125 | 10383 | 6521.3036 | 0.65 | 9.6 | 26 | 9 | M13
|  |  | 126 | 55 | 1193.5 | 4036 | 5229.5 | 895.125 | 10188 | 6382.0179 | 0.24 | 1.4 | 21 | 10 | M17
|  |  | 127 | 55 | 1193.5 | 4324 | 5517.5 | 895.125 | 10913 | 6899.875 | 0.54 | 1.4 | 26 | 10 | M13
|  |  | 128 | 55 | 1193.5 | 4324 | 5517.5 | 895.125 | 10913 | 6899.875 | 0.54 | 1.4 | 26 | 10 | M13
|  |  | 129 | 60 | 1302 | 1023 | 2325 | 976.5 | 2583 | 868.5 | 0.86 | 2.5 | 25 | 2 | M31
|  | NL | 130 | 60 | 1302 | 1153 | 2455 | 976.5 | 2910 | 1102.0714 | 0.3 | 3.5 | 20 | 3 | M31
|  | NL | 131 | 60 | 1302 | 1574 | 2876 | 976.5 | 3974 | 1862.0714 | 0.93 | 3.5 | 25 | 3 | M23
|  |  | 132 | 60 | 1302 | 1223 | 2525 | 976.5 | 3087 | 1228.5 | 0.16 | 4.5 | 17 | 4 | M31
|  |  | 133 | 60 | 1302 | 1707 | 3009 | 976.5 | 4310 | 2102.0714 | 0.47 | 4.5 | 21 | 4 | M23 | 133
|  | NL | 134 | 60 | 1302 | 2021 | 3323 | 976.5 | 5101 | 2667.0714 | 0.3 | 5.5 | 20 | 5 | M23
|  | NL | 135 | 60 | 1302 | 2604 | 3906 | 976.5 | 6573 | 3718.5 | 1 | 5.5 | 25 | 5 | M17
|  |  | 136 | 60 | 1302 | 1889 | 3191 | 976.5 | 4769 | 2429.9286 | 0.21 | 6.6 | 20 | 6 | M23 | 136
|  |  | 137 | 60 | 1302 | 2552 | 3854 | 976.5 | 6441 | 3624.2143 | 0.71 | 6.6 | 24 | 6 | M17 | 137
|  | NL | 138 | 60 | 1302 | 2609 | 3911 | 976.5 | 6585 | 3727.0714 | 0.16 | 7.6 | 19 | 7 | M23
|  | NL | 139 | 60 | 1302 | 3439 | 4741 | 976.5 | 8680 | 5223.5 | 0.53 | 7.6 | 24 | 7 | M17
|  |  | 140 | 60 | 1302 | 3013 | 4315 | 976.5 | 7606 | 4456.3571 | 0.41 | 8.5 | 23 | 8 | M17 | 140
|  |  | 141 | 60 | 1302 | 3240 | 4542 | 976.5 | 8177 | 4864.2143 | 0.96 | 8.5 | 28 | 8 | M13
|  | NL | 142 | 60 | 1302 | 4088 | 5390 | 976.5 | 10318 | 6393.5 | 0.33 | 9.6 | 23 | 9 | M17
|  | NL | 143 | 60 | 1302 | 4370 | 5672 | 976.5 | 11030 | 6902.0714 | 0.78 | 9.6 | 28 | 9 | M13
|  |  | 144 | 60 | 1302 | 4298 | 5600 | 976.5 | 10847 | 6771.3571 | 0.28 | 1.4 | 22 | 10 | M17
|  |  | 145 | 60 | 1302 | 4611 | 5913 | 976.5 | 11638 | 7336.3571 | 0.64 | 1.4 | 27 | 10 | M13
|  |  | 146 | 60 | 1302 | 4611 | 5913 | 976.5 | 11638 | 7336.3571 | 0.64 | 1.4 | 27 | 10 | M13
|  |  | 147 | 65 | 1410.5 | 1084 | 2494.5 | 1057.875 | 2735 | 895.6964 | 1 | 2.5 | 26 | 2 | M31
|  | NL | 148 | 65 | 1410.5 | 1226 | 2636.5 | 1057.875 | 3095 | 1152.8393 | 0.35 | 3.5 | 21 | 3 | M31
|  |  | 149 | 65 | 1410.5 | 1306 | 2716.5 | 1057.875 | 3297 | 1297.125 | 0.18 | 4.5 | 18 | 4 | M31
|  |  | 150 | 65 | 1410.5 | 1810 | 3220.5 | 1057.875 | 4570 | 2206.4107 | 0.55 | 4.5 | 22 | 4 | M23 | 150
|  | NL | 151 | 65 | 1410.5 | 2138 | 3548.5 | 1057.875 | 5397 | 2797.125 | 0.35 | 5.5 | 21 | 5 | M23
|  |  | 152 | 65 | 1410.5 | 2003 | 3413.5 | 1057.875 | 5055 | 2552.8393 | 0.25 | 6.6 | 21 | 6 | M23 | 152
|  |  | 153 | 65 | 1410.5 | 2702 | 4112.5 | 1057.875 | 6820 | 3813.5536 | 0.83 | 6.6 | 25 | 6 | M17
|  | NL | 154 | 65 | 1410.5 | 2769 | 4179.5 | 1057.875 | 6989 | 3934.2679 | 0.19 | 7.6 | 20 | 7 | M23
|  | NL | 155 | 65 | 1410.5 | 3641 | 5051.5 | 1057.875 | 9191 | 5507.125 | 0.62 | 7.6 | 25 | 7 | M17
|  |  | 156 | 65 | 1410.5 | 3196 | 4606.5 | 1057.875 | 8066 | 4703.5536 | 0.48 | 8.5 | 24 | 8 | M17 | 156
|  | NL | 157 | 65 | 1410.5 | 4325 | 5735.5 | 1057.875 | 10916 | 6739.2679 | 0.39 | 9.6 | 24 | 9 | M17
|  | NL | 158 | 65 | 1410.5 | 4617 | 6027.5 | 1057.875 | 11653 | 7265.6964 | 0.91 | 9.6 | 29 | 9 | M13
|  |  | 159 | 65 | 1410.5 | 4559 | 5969.5 | 1057.875 | 11506 | 7160.6964 | 0.33 | 1.4 | 24 | 10 | M17
|  |  | 160 | 65 | 1410.5 | 4883 | 6293.5 | 1057.875 | 12325 | 7745.6964 | 0.75 | 1.4 | 28 | 10 | M13
|  |  | 161 | 65 | 1410.5 | 4883 | 6293.5 | 1057.875 | 12325 | 7745.6964 | 0.75 | 1.4 | 28 | 10 | M13
|  |  | 162 | 70 | 1519 | 1143 | 2662 | 1139.25 | 2885 | 921.4643 | 1.16 | 2.5 | 27 | 2 | M31
|  | NL | 163 | 70 | 1519 | 1299 | 2818 | 1139.25 | 3280 | 1203.6071 | 0.41 | 3.5 | 22 | 3 | M31
|  |  | 164 | 70 | 1519 | 1389 | 2908 | 1139.25 | 3507 | 1365.75 | 0.21 | 4.5 | 19 | 4 | M31
|  |  | 165 | 70 | 1519 | 1912 | 3431 | 1139.25 | 4826 | 2307.8929 | 0.64 | 4.5 | 23 | 4 | M23 | 165
|  | NL | 166 | 70 | 1519 | 2255 | 3774 | 1139.25 | 5692 | 2926.4643 | 0.41 | 5.5 | 22 | 5 | M23
|  |  | 167 | 70 | 1519 | 2115 | 3634 | 1139.25 | 5340 | 2675.0357 | 0.29 | 6.6 | 22 | 6 | M23 | 167
|  |  | 168 | 70 | 1519 | 2852 | 4371 | 1139.25 | 7198 | 4002.1786 | 0.96 | 6.6 | 26 | 6 | M17
|  | NL | 169 | 70 | 1519 | 2929 | 4448 | 1139.25 | 7394 | 4142.1786 | 0.22 | 7.6 | 21 | 7 | M23
|  | NL | 170 | 70 | 1519 | 3825 | 5344 | 1139.25 | 9655 | 5757.1786 | 0.71 | 7.6 | 26 | 7 | M17
|  |  | 171 | 70 | 1519 | 2447 | 3966 | 1139.25 | 6176 | 3272.1786 | 0.18 | 8.5 | 21 | 8 | M23 | 171
|  |  | 172 | 70 | 1519 | 3378 | 4897 | 1139.25 | 8526 | 4950.75 | 0.56 | 8.5 | 25 | 8 | M17 | 172
|  | NL | 173 | 70 | 1519 | 4549 | 6068 | 1139.25 | 11483 | 7062.8929 | 0.45 | 9.6 | 25 | 9 | M17
|  | NL | 174 | 70 | 1519 | 4864 | 6383 | 1139.25 | 12276 | 7629.3214 | 1.05 | 9.6 | 30 | 9 | M13
|  |  | 175 | 70 | 1519 | 4815 | 6334 | 1139.25 | 12154 | 7542.1786 | 0.38 | 1.4 | 24 | 10 | M17
|  |  | 176 | 70 | 1519 | 5133 | 6652 | 1139.25 | 12955 | 8114.3214 | 0.87 | 1.4 | 29 | 10 | M13
|  |  | 177 | 70 | 1519 | 5133 | 6652 | 1139.25 | 12955 | 8114.3214 | 0.87 | 1.4 | 29 | 10 | M13
|  |  | 178 | 75 | 1627.5 | 1198 | 2825.5 | 1220.625 | 3025 | 940.0893 | 1.33 | 2.5 | 28 | 2 | M31
|  | NL | 179 | 75 | 1627.5 | 1369 | 2996.5 | 1220.625 | 3456 | 1247.9464 | 0.46 | 3.5 | 23 | 3 | M31
|  |  | 180 | 75 | 1627.5 | 1468 | 3095.5 | 1220.625 | 3706 | 1426.5179 | 0.24 | 4.5 | 19 | 4 | M31 | 180
|  |  | 181 | 75 | 1627.5 | 2005 | 3632.5 | 1220.625 | 5062 | 2395.0893 | 0.72 | 4.5 | 24 | 4 | M23
|  | NL | 182 | 75 | 1627.5 | 1776 | 3403.5 | 1220.625 | 4484 | 1982.2321 | 0.15 | 5.5 | 18 | 5 | M31
|  | NL | 183 | 75 | 1627.5 | 2372 | 3999.5 | 1220.625 | 5988 | 3056.5179 | 0.46 | 5.5 | 23 | 5 | M23
|  |  | 184 | 75 | 1627.5 | 2228 | 3855.5 | 1220.625 | 5624 | 2796.5179 | 0.33 | 6.6 | 22 | 6 | M23 | 184
|  |  | 185 | 75 | 1627.5 | 2989 | 4616.5 | 1220.625 | 7544 | 4167.9464 | 1.09 | 6.6 | 27 | 6 | M17
|  | NL | 186 | 75 | 1627.5 | 3082 | 4709.5 | 1220.625 | 7778 | 4335.0893 | 0.25 | 7.6 | 22 | 7 | M23
|  | NL | 187 | 75 | 1627.5 | 4009 | 5636.5 | 1220.625 | 10119 | 6007.2321 | 0.81 | 7.6 | 26 | 7 | M17
|  |  | 188 | 75 | 1627.5 | 2587 | 4214.5 | 1220.625 | 6530 | 3443.6607 | 0.2 | 8.5 | 21 | 8 | M23 | 188
|  |  | 189 | 75 | 1627.5 | 3560 | 5187.5 | 1220.625 | 8986 | 5197.9464 | 0.63 | 8.5 | 26 | 8 | M17 | 189
|  | NL | 190 | 75 | 1627.5 | 3605 | 5232.5 | 1220.625 | 9099 | 5278.6607 | 0.16 | 9.6 | 22 | 9 | M23
|  | NL | 191 | 75 | 1627.5 | 4774 | 6401.5 | 1220.625 | 12049 | 7385.8036 | 0.51 | 9.6 | 25 | 9 | M17
|  |  | 192 | 75 | 1627.5 | 5042 | 6669.5 | 1220.625 | 12726 | 7869.375 | 0.43 | 1.4 | 25 | 10 | M17
|  |  | 193 | 75 | 1627.5 | 5383 | 7010.5 | 1220.625 | 13585 | 8482.9464 | 0.99 | 1.4 | 30 | 10 | M13
|  |  | 194 | 75 | 1627.5 | 5383 | 7010.5 | 1220.625 | 13585 | 8482.9464 | 0.99 | 1.4 | 30 | 10 | M13
|  | NL | 195 | 80 | 1736 | 1434 | 3170 | 1302 | 3620 | 1283.7143 | 0.52 | 3.5 | 23 | 3 | M31
|  |  | 196 | 80 | 1736 | 1540 | 3276 | 1302 | 3887 | 1474.4286 | 0.27 | 4.5 | 20 | 4 | M31 | 196
|  |  | 197 | 80 | 1736 | 2099 | 3835 | 1302 | 5298 | 2482.2857 | 0.82 | 4.5 | 25 | 4 | M23
|  | NL | 198 | 80 | 1736 | 1870 | 3606 | 1302 | 4719 | 2068.7143 | 0.17 | 5.5 | 19 | 5 | M31
|  | NL | 199 | 80 | 1736 | 2482 | 4218 | 1302 | 6264 | 3172.2857 | 0.52 | 5.5 | 24 | 5 | M23
|  |  | 200 | 80 | 1736 | 2341 | 4077 | 1302 | 5908 | 2918 | 0.37 | 6.6 | 23 | 6 | M23 | 200
|  | NL | 201 | 80 | 1736 | 3222 | 4958 | 1302 | 8133 | 4507.2857 | 0.28 | 7.6 | 22 | 7 | M23
|  | NL | 202 | 80 | 1736 | 4187 | 5923 | 1302 | 10569 | 6247.2857 | 0.92 | 7.6 | 27 | 7 | M17
|  |  | 203 | 80 | 1736 | 2727 | 4463 | 1302 | 6884 | 3615.1429 | 0.22 | 8.5 | 22 | 8 | M23 | 203
|  |  | 204 | 80 | 1736 | 3721 | 5457 | 1302 | 9392 | 5406.5714 | 0.72 | 8.5 | 26 | 8 | M17
|  | NL | 205 | 80 | 1736 | 3779 | 5515 | 1302 | 9538 | 5510.8571 | 0.19 | 9.6 | 22 | 9 | M23
|  | NL | 206 | 80 | 1736 | 4996 | 6732 | 1302 | 12611 | 7705.8571 | 0.58 | 9.6 | 26 | 9 | M17
|  |  | 207 | 80 | 1736 | 5269 | 7005 | 1302 | 13299 | 8197.2857 | 0.48 | 1.4 | 26 | 10 | M17
|  |  | 208 | 80 | 1736 | 5632 | 7368 | 1302 | 14215 | 8851.5714 | 1.13 | 1.4 | 31 | 10 | M13
|  |  | 209 | 80 | 1736 | 5632 | 7368 | 1302 | 14215 | 8851.5714 | 1.13 | 1.4 | 31 | 10 | M13
|  | NL | 210 | 85 | 1844.5 | 1499 | 3343.5 | 1383.375 | 3784 | 1319.4821 | 0.59 | 3.5 | 24 | 3 | M31
|  |  | 211 | 85 | 1844.5 | 1612 | 3456.5 | 1383.375 | 4068 | 1522.3393 | 0.3 | 4.5 | 21 | 4 | M31 | 211
|  |  | 212 | 85 | 1844.5 | 2191 | 4035.5 | 1383.375 | 5531 | 2567.3393 | 0.93 | 4.5 | 26 | 4 | M23
|  | NL | 213 | 85 | 1844.5 | 1954 | 3798.5 | 1383.375 | 4934 | 2140.9107 | 0.19 | 5.5 | 19 | 5 | M31
|  | NL | 214 | 85 | 1844.5 | 2587 | 4431.5 | 1383.375 | 6531 | 3281.625 | 0.59 | 5.5 | 24 | 5 | M23
|  |  | 215 | 85 | 1844.5 | 2452 | 4296.5 | 1383.375 | 6188 | 3036.625 | 0.42 | 6.6 | 24 | 6 | M23 | 215
|  | NL | 216 | 85 | 1844.5 | 3363 | 5207.5 | 1383.375 | 8489 | 4680.1964 | 0.32 | 7.6 | 23 | 7 | M23
|  | NL | 217 | 85 | 1844.5 | 4354 | 6198.5 | 1383.375 | 10989 | 6465.9107 | 1.04 | 7.6 | 28 | 7 | M17
|  |  | 218 | 85 | 1844.5 | 2856 | 4700.5 | 1383.375 | 7209 | 3765.9107 | 0.25 | 8.5 | 23 | 8 | M23 | 218
|  |  | 219 | 85 | 1844.5 | 3880 | 5724.5 | 1383.375 | 9793 | 5611.625 | 0.81 | 8.5 | 27 | 8 | M17
|  | NL | 220 | 85 | 1844.5 | 3953 | 5797.5 | 1383.375 | 9976 | 5742.3393 | 0.21 | 9.6 | 23 | 9 | M23
|  | NL | 221 | 85 | 1844.5 | 5196 | 7040.5 | 1383.375 | 13114 | 7983.7679 | 0.66 | 9.6 | 27 | 9 | M17
|  |  | 222 | 85 | 1844.5 | 4160 | 6004.5 | 1383.375 | 10501 | 6117.3393 | 0.18 | 1.4 | 23 | 10 | M23
|  |  | 223 | 85 | 1844.5 | 5496 | 7340.5 | 1383.375 | 13872 | 8525.1964 | 0.55 | 1.4 | 27 | 10 | M17
|  | NL | 224 | 90 | 1953 | 1564 | 3517 | 1464.75 | 3949 | 1355.9643 | 0.66 | 3.5 | 25 | 3 | M31
|  |  | 225 | 90 | 1953 | 1683 | 3636 | 1464.75 | 4249 | 1570.25 | 0.34 | 4.5 | 21 | 4 | M31 | 225
|  |  | 226 | 90 | 1953 | 2276 | 4229 | 1464.75 | 5745 | 2638.8214 | 1.04 | 4.5 | 26 | 4 | M23
|  | NL | 227 | 90 | 1953 | 2039 | 3992 | 1464.75 | 5148 | 2212.3929 | 0.22 | 5.5 | 20 | 5 | M31
|  | NL | 228 | 90 | 1953 | 2693 | 4646 | 1464.75 | 6797 | 3390.25 | 0.66 | 5.5 | 25 | 5 | M23
|  |  | 229 | 90 | 1953 | 1832 | 3785 | 1464.75 | 4625 | 1838.8214 | 0.15 | 6.6 | 20 | 6 | M31 | 229
|  |  | 230 | 90 | 1953 | 2551 | 4504 | 1464.75 | 6439 | 3134.5357 | 0.47 | 6.6 | 24 | 6 | M23 | 230
|  | NL | 231 | 90 | 1953 | 3504 | 5457 | 1464.75 | 8845 | 4853.1071 | 0.35 | 7.6 | 24 | 7 | M23
|  |  | 232 | 90 | 1953 | 2976 | 4929 | 1464.75 | 7511 | 3900.25 | 0.28 | 8.5 | 24 | 8 | M23 | 232
|  |  | 233 | 90 | 1953 | 4039 | 5992 | 1464.75 | 10194 | 5816.6786 | 0.91 | 8.5 | 28 | 8 | M17
|  | NL | 234 | 90 | 1953 | 4126 | 6079 | 1464.75 | 10415 | 5974.5357 | 0.23 | 9.6 | 24 | 9 | M23
|  | NL | 235 | 90 | 1953 | 5396 | 7349 | 1464.75 | 13618 | 8262.3929 | 0.74 | 9.6 | 28 | 9 | M17
|  |  | 236 | 90 | 1953 | 4337 | 6290 | 1464.75 | 10946 | 6353.8214 | 0.2 | 1.4 | 24 | 10 | M23
|  |  | 237 | 90 | 1953 | 5718 | 7671 | 1464.75 | 14432 | 8843.8214 | 0.61 | 1.4 | 27 | 10 | M17
|  | NL | 238 | 95 | 2061.5 | 1628 | 3689.5 | 1546.125 | 4109 | 1388.875 | 0.74 | 3.5 | 26 | 3 | M31
|  |  | 239 | 95 | 2061.5 | 1755 | 3816.5 | 1546.125 | 4430 | 1618.1607 | 0.37 | 4.5 | 22 | 4 | M31 | 239
|  | NL | 240 | 95 | 2061.5 | 2124 | 4185.5 | 1546.125 | 5362 | 2283.875 | 0.24 | 5.5 | 21 | 5 | M31
|  | NL | 241 | 95 | 2061.5 | 2796 | 4857.5 | 1546.125 | 7057 | 3494.5893 | 0.74 | 5.5 | 26 | 5 | M23
|  |  | 242 | 95 | 2061.5 | 1914 | 3975.5 | 1546.125 | 4831 | 1904.5893 | 0.17 | 6.6 | 20 | 6 | M31 | 242
|  |  | 243 | 95 | 2061.5 | 2650 | 4711.5 | 1546.125 | 6690 | 3232.4464 | 0.52 | 6.6 | 25 | 6 | M23 | 243
|  | NL | 244 | 95 | 2061.5 | 3641 | 5702.5 | 1546.125 | 9191 | 5018.875 | 0.39 | 7.6 | 25 | 7 | M23
|  |  | 245 | 95 | 2061.5 | 3095 | 5156.5 | 1546.125 | 7812 | 4033.875 | 0.31 | 8.5 | 25 | 8 | M23 | 245
|  |  | 246 | 95 | 2061.5 | 4198 | 6259.5 | 1546.125 | 10595 | 6021.7321 | 1.01 | 8.5 | 29 | 8 | M17
|  | NL | 247 | 95 | 2061.5 | 4286 | 6347.5 | 1546.125 | 10817 | 6180.3036 | 0.26 | 9.6 | 25 | 9 | M23
|  | NL | 248 | 95 | 2061.5 | 5595 | 7656.5 | 1546.125 | 14122 | 8541.0179 | 0.82 | 9.6 | 28 | 9 | M17
|  |  | 249 | 95 | 2061.5 | 4513 | 6574.5 | 1546.125 | 11391 | 6590.3036 | 0.22 | 1.4 | 25 | 10 | M23
|  |  | 250 | 95 | 2061.5 | 5919 | 7980.5 | 1546.125 | 14938 | 9123.875 | 0.68 | 1.4 | 28 | 10 | M17
|  | NL | 251 | 100 | 2170 | 1687 | 3857 | 1627.5 | 4258 | 1413.9286 | 0.82 | 3.5 | 26 | 3 | M31
|  |  | 252 | 100 | 2170 | 1827 | 3997 | 1627.5 | 4611 | 1666.0714 | 0.41 | 4.5 | 23 | 4 | M31 | 252
|  | NL | 253 | 100 | 2170 | 2209 | 4379 | 1627.5 | 5576 | 2355.3571 | 0.27 | 5.5 | 21 | 5 | M31
|  | NL | 254 | 100 | 2170 | 2892 | 5062 | 1627.5 | 7299 | 3586.0714 | 0.81 | 5.5 | 26 | 5 | M23
|  |  | 255 | 100 | 2170 | 1995 | 4165 | 1627.5 | 5036 | 1969.6429 | 0.19 | 6.6 | 21 | 6 | M31 | 255
|  |  | 256 | 100 | 2170 | 2750 | 4920 | 1627.5 | 6940 | 3329.6429 | 0.58 | 6.6 | 26 | 6 | M23 | 256
|  | NL | 257 | 100 | 2170 | 3767 | 5937 | 1627.5 | 9508 | 5163.9286 | 0.44 | 7.6 | 25 | 7 | M23
|  |  | 258 | 100 | 2170 | 3214 | 5384 | 1627.5 | 8113 | 4167.5 | 0.35 | 8.5 | 25 | 8 | M23 | 258
|  |  | 259 | 100 | 2170 | 4346 | 6516 | 1627.5 | 10970 | 6208.2143 | 1.12 | 8.5 | 29 | 8 | M17
|  | NL | 260 | 100 | 2170 | 4437 | 6607 | 1627.5 | 11200 | 6372.5 | 0.29 | 9.6 | 25 | 9 | M23
|  | NL | 261 | 100 | 2170 | 5784 | 7954 | 1627.5 | 14598 | 8799.6429 | 0.91 | 9.6 | 29 | 9 | M17
|  |  | 262 | 100 | 2170 | 4689 | 6859 | 1627.5 | 11836 | 6826.7857 | 0.24 | 1.4 | 26 | 10 | M23
|  |  | 263 | 100 | 2170 | 6119 | 8289 | 1627.5 | 15445 | 9404.6429 | 0.75 | 1.4 | 29 | 10 | M17
|  | NL | 264 | 105 | 2278.5 | 1746 | 4024.5 | 1708.875 | 4407 | 1438.9821 | 0.9 | 3.5 | 27 | 3 | M31
|  |  | 265 | 105 | 2278.5 | 1894 | 4172.5 | 1708.875 | 4781 | 1706.125 | 0.46 | 4.5 | 23 | 4 | M31 | 265
|  | NL | 266 | 105 | 2278.5 | 2294 | 4572.5 | 1708.875 | 5790 | 2426.8393 | 0.29 | 5.5 | 22 | 5 | M31
|  | NL | 267 | 105 | 2278.5 | 2988 | 5266.5 | 1708.875 | 7541 | 3677.5536 | 0.9 | 5.5 | 27 | 5 | M23
|  |  | 268 | 105 | 2278.5 | 2076 | 4354.5 | 1708.875 | 5241 | 2034.6964 | 0.21 | 6.6 | 22 | 6 | M31 | 268
|  |  | 269 | 105 | 2278.5 | 2849 | 5127.5 | 1708.875 | 7191 | 3427.5536 | 0.64 | 6.6 | 26 | 6 | M23 | 269
|  | NL | 270 | 105 | 2278.5 | 2776 | 5054.5 | 1708.875 | 7006 | 3295.4107 | 0.16 | 7.6 | 21 | 7 | M31
|  | NL | 271 | 105 | 2278.5 | 3893 | 6171.5 | 1708.875 | 9826 | 5309.6964 | 0.48 | 7.6 | 26 | 7 | M23
|  |  | 272 | 105 | 2278.5 | 3334 | 5612.5 | 1708.875 | 8415 | 4301.8393 | 0.38 | 8.5 | 26 | 8 | M23 | 272
|  | NL | 273 | 105 | 2278.5 | 4589 | 6867.5 | 1708.875 | 11582 | 6563.9821 | 0.32 | 9.6 | 26 | 9 | M23
|  | NL | 274 | 105 | 2278.5 | 5963 | 8241.5 | 1708.875 | 15050 | 9041.125 | 1 | 9.6 | 30 | 9 | M17
|  |  | 275 | 105 | 2278.5 | 4855 | 7133.5 | 1708.875 | 12254 | 7043.9821 | 0.27 | 1.4 | 26 | 10 | M23
|  |  | 276 | 105 | 2278.5 | 6320 | 8598.5 | 1708.875 | 15951 | 9684.6964 | 0.83 | 1.4 | 29 | 10 | M17
|  | NL | 277 | 110 | 2387 | 1805 | 4192 | 1790.25 | 4556 | 1464.0357 | 0.99 | 3.5 | 27 | 3 | M31
|  |  | 278 | 110 | 2387 | 1958 | 4345 | 1790.25 | 4942 | 1739.75 | 0.5 | 4.5 | 24 | 4 | M31 | 278
|  | NL | 279 | 110 | 2387 | 2378 | 4765 | 1790.25 | 6001 | 2496.1786 | 0.32 | 5.5 | 23 | 5 | M31
|  | NL | 280 | 110 | 2387 | 3084 | 5471 | 1790.25 | 7783 | 3769.0357 | 0.98 | 5.5 | 28 | 5 | M23
|  |  | 281 | 110 | 2387 | 2158 | 4545 | 1790.25 | 5446 | 2099.75 | 0.23 | 6.6 | 22 | 6 | M31 | 281
|  |  | 282 | 110 | 2387 | 2945 | 5332 | 1790.25 | 7434 | 3519.75 | 0.7 | 6.6 | 27 | 6 | M23 | 282
|  | NL | 283 | 110 | 2387 | 2871 | 5258 | 1790.25 | 7248 | 3386.8929 | 0.18 | 7.6 | 22 | 7 | M31
|  | NL | 284 | 110 | 2387 | 4019 | 6406 | 1790.25 | 10143 | 5454.75 | 0.53 | 7.6 | 27 | 7 | M23
|  |  | 285 | 110 | 2387 | 3453 | 5840 | 1790.25 | 8716 | 4435.4643 | 0.42 | 8.5 | 26 | 8 | M23 | 285
|  | NL | 286 | 110 | 2387 | 4740 | 7127 | 1790.25 | 11964 | 6755.4643 | 0.35 | 9.6 | 27 | 9 | M23
|  | NL | 287 | 110 | 2387 | 6142 | 8529 | 1790.25 | 15503 | 9283.3214 | 1.1 | 9.6 | 30 | 9 | M17
|  |  | 288 | 110 | 2387 | 5008 | 7395 | 1790.25 | 12640 | 7238.3214 | 0.29 | 1.4 | 27 | 10 | M23
|  |  | 289 | 110 | 2387 | 6516 | 8903 | 1790.25 | 16445 | 9956.1786 | 0.91 | 1.4 | 30 | 10 | M17
|  | NL | 290 | 115 | 2495.5 | 1864 | 4359.5 | 1871.625 | 4704 | 1488.375 | 1.08 | 3.5 | 28 | 3 | M31
|  |  | 291 | 115 | 2495.5 | 2022 | 4517.5 | 1871.625 | 5103 | 1773.375 | 0.54 | 4.5 | 24 | 4 | M31 | 291
|  | NL | 292 | 115 | 2495.5 | 2453 | 4948.5 | 1871.625 | 6191 | 2550.5179 | 0.35 | 5.5 | 23 | 5 | M31
|  | NL | 293 | 115 | 2495.5 | 3174 | 5669.5 | 1871.625 | 8010 | 3849.8036 | 1.07 | 5.5 | 28 | 5 | M23
|  |  | 294 | 115 | 2495.5 | 2238 | 4733.5 | 1871.625 | 5648 | 2162.6607 | 0.25 | 6.6 | 22 | 6 | M31 | 294
|  |  | 295 | 115 | 2495.5 | 3034 | 5529.5 | 1871.625 | 7658 | 3598.375 | 0.76 | 6.6 | 27 | 6 | M23
|  | NL | 296 | 115 | 2495.5 | 2967 | 5462.5 | 1871.625 | 7490 | 3478.375 | 0.19 | 7.6 | 22 | 7 | M31
|  | NL | 297 | 115 | 2495.5 | 4144 | 6639.5 | 1871.625 | 10458 | 5598.375 | 0.57 | 7.6 | 27 | 7 | M23
|  |  | 298 | 115 | 2495.5 | 3573 | 6068.5 | 1871.625 | 9018 | 4569.8036 | 0.46 | 8.5 | 27 | 8 | M23 | 298
|  | NL | 299 | 115 | 2495.5 | 4892 | 7387.5 | 1871.625 | 12346 | 6946.9464 | 0.38 | 9.6 | 27 | 9 | M23
|  | NL | 300 | 115 | 2495.5 | 6321 | 8816.5 | 1871.625 | 15955 | 9524.8036 | 1.2 | 9.6 | 31 | 9 | M17
|  |  | 301 | 115 | 2495.5 | 5161 | 7656.5 | 1871.625 | 13027 | 7433.375 | 0.32 | 1.4 | 27 | 10 | M23
|  |  | 302 | 115 | 2495.5 | 6696 | 9191.5 | 1871.625 | 16900 | 10199.8036 | 0.99 | 1.4 | 30 | 10 | M17
|  |  | 303 | 120 | 2604 | 2085 | 4689 | 1953 | 5264 | 1807 | 0.59 | 4.5 | 25 | 4 | M31 | 303
|  | NL | 304 | 120 | 2604 | 2528 | 5132 | 1953 | 6381 | 2604.8571 | 0.38 | 5.5 | 24 | 5 | M31
|  |  | 305 | 120 | 2604 | 2307 | 4911 | 1953 | 5824 | 2207 | 0.27 | 6.6 | 23 | 6 | M31 | 305
|  |  | 306 | 120 | 2604 | 3123 | 5727 | 1953 | 7882 | 3677 | 0.83 | 6.6 | 28 | 6 | M23
|  | NL | 307 | 120 | 2604 | 3063 | 5667 | 1953 | 7731 | 3569.1429 | 0.21 | 7.6 | 23 | 7 | M31
|  | NL | 308 | 120 | 2604 | 4257 | 6861 | 1953 | 10746 | 5722.7143 | 0.62 | 7.6 | 28 | 7 | M23
|  |  | 309 | 120 | 2604 | 2425 | 5029 | 1953 | 6121 | 2419.1429 | 0.16 | 8.5 | 23 | 8 | M31 | 309
|  |  | 310 | 120 | 2604 | 3677 | 6281 | 1953 | 9282 | 4677 | 0.5 | 8.5 | 27 | 8 | M23 | 310
|  | NL | 311 | 120 | 2604 | 5036 | 7640 | 1953 | 12712 | 7127 | 0.41 | 9.6 | 28 | 9 | M23
|  |  | 312 | 120 | 2604 | 5314 | 7918 | 1953 | 13414 | 7628.4286 | 0.35 | 1.4 | 28 | 10 | M23
|  |  | 313 | 120 | 2604 | 6876 | 9480 | 1953 | 17354 | 10442.7143 | 1.08 | 1.4 | 31 | 10 | M17
|  |  | 314 | 125 | 2712.5 | 2149 | 4861.5 | 2034.375 | 5425 | 1840.625 | 0.64 | 4.5 | 25 | 4 | M31 | 314
|  | NL | 315 | 125 | 2712.5 | 2603 | 5315.5 | 2034.375 | 6570 | 2658.4821 | 0.41 | 5.5 | 24 | 5 | M31
|  |  | 316 | 125 | 2712.5 | 2377 | 5089.5 | 2034.375 | 6000 | 2251.3393 | 0.29 | 6.6 | 24 | 6 | M31 | 316
|  |  | 317 | 125 | 2712.5 | 3212 | 5924.5 | 2034.375 | 8107 | 3756.3393 | 0.9 | 6.6 | 29 | 6 | M23
|  | NL | 318 | 125 | 2712.5 | 3159 | 5871.5 | 2034.375 | 7973 | 3660.625 | 0.22 | 7.6 | 23 | 7 | M31
|  | NL | 319 | 125 | 2712.5 | 4371 | 7083.5 | 2034.375 | 11033 | 5846.3393 | 0.68 | 7.6 | 28 | 7 | M23
|  |  | 320 | 125 | 2712.5 | 2504 | 5216.5 | 2034.375 | 6321 | 2480.625 | 0.18 | 8.5 | 23 | 8 | M31 | 320
|  |  | 321 | 125 | 2712.5 | 3781 | 6493.5 | 2034.375 | 9544 | 4782.7679 | 0.54 | 8.5 | 28 | 8 | M23 | 321
|  | NL | 322 | 125 | 2712.5 | 5171 | 7883.5 | 2034.375 | 13052 | 7288.4821 | 0.44 | 9.6 | 28 | 9 | M23
|  |  | 323 | 125 | 2712.5 | 5468 | 8180.5 | 2034.375 | 13800 | 7822.7679 | 0.38 | 1.4 | 28 | 10 | M23
|  |  | 324 | 125 | 2712.5 | 7056 | 9768.5 | 2034.375 | 17809 | 10686.3393 | 1.17 | 1.4 | 32 | 10 | M17
|  |  | 325 | 130 | 2821 | 2213 | 5034 | 2115.75 | 5586 | 1874.25 | 0.69 | 4.5 | 26 | 4 | M31 | 325
|  | NL | 326 | 130 | 2821 | 2678 | 5499 | 2115.75 | 6760 | 2712.8214 | 0.44 | 5.5 | 25 | 5 | M31
|  |  | 327 | 130 | 2821 | 2447 | 5268 | 2115.75 | 6176 | 2295.6786 | 0.32 | 6.6 | 24 | 6 | M31 | 327
|  |  | 328 | 130 | 2821 | 3301 | 6122 | 2115.75 | 8331 | 3834.9643 | 0.97 | 6.6 | 29 | 6 | M23
|  | NL | 329 | 130 | 2821 | 3255 | 6076 | 2115.75 | 8215 | 3752.1071 | 0.24 | 7.6 | 24 | 7 | M31
|  | NL | 330 | 130 | 2821 | 4485 | 7306 | 2115.75 | 11321 | 5970.6786 | 0.73 | 7.6 | 29 | 7 | M23
|  |  | 331 | 130 | 2821 | 2584 | 5405 | 2115.75 | 6521 | 2542.1071 | 0.19 | 8.5 | 24 | 8 | M31 | 331
|  |  | 332 | 130 | 2821 | 3885 | 6706 | 2115.75 | 9807 | 4889.25 | 0.58 | 8.5 | 28 | 8 | M23 | 332
|  | NL | 333 | 130 | 2821 | 5306 | 8127 | 2115.75 | 13391 | 7449.25 | 0.48 | 9.6 | 29 | 9 | M23
|  |  | 334 | 130 | 2821 | 5621 | 8442 | 2115.75 | 14187 | 8017.8214 | 0.41 | 1.4 | 29 | 10 | M23
|  |  | 335 | 135 | 2929.5 | 2272 | 5201.5 | 2197.125 | 5736 | 1900.0179 | 0.75 | 4.5 | 26 | 4 | M31
|  | NL | 336 | 135 | 2929.5 | 2753 | 5682.5 | 2197.125 | 6950 | 2767.1607 | 0.48 | 5.5 | 25 | 5 | M31
|  |  | 337 | 135 | 2929.5 | 2517 | 5446.5 | 2197.125 | 6352 | 2340.0179 | 0.34 | 6.6 | 25 | 6 | M31 | 337
|  |  | 338 | 135 | 2929.5 | 3386 | 6315.5 | 2197.125 | 8545 | 3906.4464 | 1.04 | 6.6 | 30 | 6 | M23
|  | NL | 339 | 135 | 2929.5 | 3351 | 6280.5 | 2197.125 | 8457 | 3843.5893 | 0.26 | 7.6 | 24 | 7 | M31
|  | NL | 340 | 135 | 2929.5 | 4599 | 7528.5 | 2197.125 | 11608 | 6094.3036 | 0.79 | 7.6 | 29 | 7 | M23
|  |  | 341 | 135 | 2929.5 | 2663 | 5592.5 | 2197.125 | 6721 | 2603.5893 | 0.21 | 8.5 | 24 | 8 | M31 | 341
|  |  | 342 | 135 | 2929.5 | 3990 | 6919.5 | 2197.125 | 10070 | 4995.7321 | 0.63 | 8.5 | 29 | 8 | M23 | 342
|  | NL | 343 | 135 | 2929.5 | 3537 | 6466.5 | 2197.125 | 8928 | 4180.0179 | 0.17 | 9.6 | 24 | 9 | M31
|  | NL | 344 | 135 | 2929.5 | 5440 | 8369.5 | 2197.125 | 13731 | 7610.7321 | 0.52 | 9.6 | 29 | 9 | M23
|  |  | 345 | 135 | 2929.5 | 5763 | 8692.5 | 2197.125 | 14546 | 8192.875 | 0.44 | 1.4 | 29 | 10 | M23
|  |  | 346 | 140 | 3038 | 2330 | 5368 | 2278.5 | 5882 | 1922.9286 | 0.8 | 4.5 | 27 | 4 | M31
|  | NL | 347 | 140 | 3038 | 2829 | 5867 | 2278.5 | 7140 | 2821.5 | 0.51 | 5.5 | 26 | 5 | M31
|  |  | 348 | 140 | 3038 | 2586 | 5624 | 2278.5 | 6529 | 2385.0714 | 0.36 | 6.6 | 25 | 6 | M31 | 348
|  |  | 349 | 140 | 3038 | 3466 | 6504 | 2278.5 | 8749 | 3970.7857 | 1.12 | 6.6 | 30 | 6 | M23
|  | NL | 350 | 140 | 3038 | 3436 | 6474 | 2278.5 | 8673 | 3916.5 | 0.28 | 7.6 | 25 | 7 | M31
|  | NL | 351 | 140 | 3038 | 4704 | 7742 | 2278.5 | 11873 | 6202.2143 | 0.85 | 7.6 | 30 | 7 | M23
|  |  | 352 | 140 | 3038 | 2742 | 5780 | 2278.5 | 6922 | 2665.7857 | 0.22 | 8.5 | 25 | 8 | M31 | 352
|  |  | 353 | 140 | 3038 | 4094 | 7132 | 2278.5 | 10332 | 5101.5 | 0.67 | 8.5 | 29 | 8 | M23 | 353
|  | NL | 354 | 140 | 3038 | 3630 | 6668 | 2278.5 | 9163 | 4266.5 | 0.18 | 9.6 | 25 | 9 | M31
|  | NL | 355 | 140 | 3038 | 5575 | 8613 | 2278.5 | 14071 | 7772.2143 | 0.56 | 9.6 | 29 | 9 | M23
|  |  | 356 | 140 | 3038 | 5899 | 8937 | 2278.5 | 14888 | 8355.7857 | 0.47 | 1.4 | 30 | 10 | M23
|  |  | 357 | 145 | 3146.5 | 2388 | 5534.5 | 2359.875 | 6028 | 1945.8393 | 0.86 | 4.5 | 27 | 4 | M31
|  | NL | 358 | 145 | 3146.5 | 2897 | 6043.5 | 2359.875 | 7313 | 2863.6964 | 0.55 | 5.5 | 26 | 5 | M31
|  |  | 359 | 145 | 3146.5 | 2656 | 5802.5 | 2359.875 | 6705 | 2429.4107 | 0.39 | 6.6 | 25 | 6 | M31 | 359
|  | NL | 360 | 145 | 3146.5 | 3520 | 6666.5 | 2359.875 | 8885 | 3986.5536 | 0.3 | 7.6 | 25 | 7 | M31
|  | NL | 361 | 145 | 3146.5 | 4808 | 7954.5 | 2359.875 | 12136 | 6308.6964 | 0.91 | 7.6 | 30 | 7 | M23
|  |  | 362 | 145 | 3146.5 | 2822 | 5968.5 | 2359.875 | 7122 | 2727.2679 | 0.24 | 8.5 | 25 | 8 | M31 | 362
|  |  | 363 | 145 | 3146.5 | 4198 | 7344.5 | 2359.875 | 10595 | 5207.9821 | 0.72 | 8.5 | 30 | 8 | M23
|  | NL | 364 | 145 | 3146.5 | 3723 | 6869.5 | 2359.875 | 9397 | 4352.2679 | 0.2 | 9.6 | 25 | 9 | M31
|  | NL | 365 | 145 | 3146.5 | 5708 | 8854.5 | 2359.875 | 14406 | 7930.125 | 0.6 | 9.6 | 30 | 9 | M23
|  |  | 366 | 145 | 3146.5 | 6034 | 9180.5 | 2359.875 | 15229 | 8517.9821 | 0.51 | 1.4 | 30 | 10 | M23
|  |  | 367 | 150 | 3255 | 2446 | 5701 | 2441.25 | 6174 | 1968.75 | 0.92 | 4.5 | 28 | 4 | M31
|  | NL | 368 | 150 | 3255 | 2965 | 6220 | 2441.25 | 7484 | 2904.4643 | 0.59 | 5.5 | 27 | 5 | M31
|  |  | 369 | 150 | 3255 | 2726 | 5981 | 2441.25 | 6881 | 2473.75 | 0.42 | 6.6 | 26 | 6 | M31 | 369
|  | NL | 370 | 150 | 3255 | 3605 | 6860 | 2441.25 | 9098 | 4057.3214 | 0.32 | 7.6 | 26 | 7 | M31
|  | NL | 371 | 150 | 3255 | 4912 | 8167 | 2441.25 | 12399 | 6415.1786 | 0.97 | 7.6 | 30 | 7 | M23
|  |  | 372 | 150 | 3255 | 2901 | 6156 | 2441.25 | 7322 | 2788.75 | 0.25 | 8.5 | 26 | 8 | M31 | 372
|  |  | 373 | 150 | 3255 | 4297 | 7552 | 2441.25 | 10847 | 5306.6071 | 0.77 | 8.5 | 30 | 8 | M23
|  | NL | 374 | 150 | 3255 | 3816 | 7071 | 2441.25 | 9632 | 4438.75 | 0.21 | 9.6 | 26 | 9 | M31
|  | NL | 375 | 150 | 3255 | 5829 | 9084 | 2441.25 | 14711 | 8066.6071 | 0.64 | 9.6 | 30 | 9 | M23
|  |  | 376 | 150 | 3255 | 6169 | 9424 | 2441.25 | 15571 | 8680.8929 | 0.54 | 1.4 | 31 | 10 | M23
|  |  | 377 | 155 | 3363.5 | 2504 | 5867.5 | 2522.625 | 6320 | 1991.6607 | 0.98 | 4.5 | 28 | 4 | M31
|  | NL | 378 | 155 | 3363.5 | 3033 | 6396.5 | 2522.625 | 7655 | 2945.2321 | 0.63 | 5.5 | 27 | 5 | M31
|  |  | 379 | 155 | 3363.5 | 2796 | 6159.5 | 2522.625 | 7057 | 2518.0893 | 0.45 | 6.6 | 26 | 6 | M31 | 379
|  | NL | 380 | 155 | 3363.5 | 3689 | 7052.5 | 2522.625 | 9311 | 4128.0893 | 0.34 | 7.6 | 26 | 7 | M31
|  | NL | 381 | 155 | 3363.5 | 5017 | 8380.5 | 2522.625 | 12662 | 6521.6607 | 1.04 | 7.6 | 31 | 7 | M23
|  |  | 382 | 155 | 3363.5 | 2980 | 6343.5 | 2522.625 | 7523 | 2850.9464 | 0.27 | 8.5 | 26 | 8 | M31 | 382
|  |  | 383 | 155 | 3363.5 | 4390 | 7753.5 | 2522.625 | 11081 | 5392.375 | 0.83 | 8.5 | 31 | 8 | M23
|  | NL | 384 | 155 | 3363.5 | 3909 | 7272.5 | 2522.625 | 9866 | 4524.5179 | 0.23 | 9.6 | 26 | 9 | M31
|  | NL | 385 | 155 | 3363.5 | 5950 | 9313.5 | 2522.625 | 15016 | 8203.0893 | 0.68 | 9.6 | 31 | 9 | M23
|  |  | 386 | 155 | 3363.5 | 3997 | 7360.5 | 2522.625 | 10089 | 4683.8036 | 0.19 | 1.4 | 27 | 10 | M31
|  |  | 387 | 155 | 3363.5 | 6305 | 9668.5 | 2522.625 | 15913 | 8843.8036 | 0.58 | 1.4 | 31 | 10 | M23
|  | NL | 388 | 160 | 3472 | 3100 | 6572 | 2604 | 7826 | 2986 | 0.67 | 5.5 | 27 | 5 | M31
|  |  | 389 | 160 | 3472 | 2865 | 6337 | 2604 | 7233 | 2562.4286 | 0.48 | 6.6 | 27 | 6 | M31 | 389
|  | NL | 390 | 160 | 3472 | 3773 | 7245 | 2604 | 9523 | 4198.1429 | 0.36 | 7.6 | 26 | 7 | M31
|  | NL | 391 | 160 | 3472 | 5115 | 8587 | 2604 | 12910 | 6617.4286 | 1.11 | 7.6 | 31 | 7 | M23
|  |  | 392 | 160 | 3472 | 3051 | 6523 | 2604 | 7701 | 2896.7143 | 0.29 | 8.5 | 26 | 8 | M31 | 392
|  |  | 393 | 160 | 3472 | 4483 | 7955 | 2604 | 11315 | 5478.1429 | 0.88 | 8.5 | 31 | 8 | M23
|  | NL | 394 | 160 | 3472 | 4002 | 7474 | 2604 | 10101 | 4611 | 0.24 | 9.6 | 27 | 9 | M31
|  | NL | 395 | 160 | 3472 | 6071 | 9543 | 2604 | 15322 | 8340.2857 | 0.72 | 9.6 | 31 | 9 | M23
|  |  | 396 | 160 | 3472 | 4089 | 7561 | 2604 | 10320 | 4767.4286 | 0.21 | 1.4 | 27 | 10 | M31
|  |  | 397 | 160 | 3472 | 6440 | 9912 | 2604 | 16254 | 9006 | 0.61 | 1.4 | 31 | 10 | M23
|  | NL | 398 | 165 | 3580.5 | 3168 | 6748.5 | 2685.375 | 7996 | 3026.0536 | 0.71 | 5.5 | 28 | 5 | M31
|  |  | 399 | 165 | 3580.5 | 2927 | 6507.5 | 2685.375 | 7389 | 2592.4821 | 0.5 | 6.6 | 27 | 6 | M31 | 399
|  | NL | 400 | 165 | 3580.5 | 3857 | 7437.5 | 2685.375 | 9736 | 4268.9107 | 0.38 | 7.6 | 27 | 7 | M31
|  | NL | 401 | 165 | 3580.5 | 5211 | 8791.5 | 2685.375 | 13153 | 6709.625 | 1.18 | 7.6 | 32 | 7 | M23
|  |  | 402 | 165 | 3580.5 | 3118 | 6698.5 | 2685.375 | 7871 | 2936.7679 | 0.31 | 8.5 | 27 | 8 | M31 | 402
|  |  | 403 | 165 | 3580.5 | 4576 | 8156.5 | 2685.375 | 11550 | 5564.625 | 0.93 | 8.5 | 32 | 8 | M23
|  | NL | 404 | 165 | 3580.5 | 4095 | 7675.5 | 2685.375 | 10335 | 4696.7679 | 0.25 | 9.6 | 27 | 9 | M31
|  | NL | 405 | 165 | 3580.5 | 6192 | 9772.5 | 2685.375 | 15627 | 8476.7679 | 0.77 | 9.6 | 32 | 9 | M23
|  |  | 406 | 165 | 3580.5 | 4180 | 7760.5 | 2685.375 | 10550 | 4850.3393 | 0.22 | 1.4 | 27 | 10 | M31
|  |  | 407 | 165 | 3580.5 | 6565 | 10145.5 | 2685.375 | 16570 | 9150.3393 | 0.65 | 1.4 | 32 | 10 | M23
|  | NL | 408 | 170 | 3689 | 3236 | 6925 | 2766.75 | 8167 | 3066.8214 | 0.75 | 5.5 | 28 | 5 | M31
|  |  | 409 | 170 | 3689 | 2989 | 6678 | 2766.75 | 7544 | 2621.8214 | 0.54 | 6.6 | 28 | 6 | M31 | 409
|  | NL | 410 | 170 | 3689 | 3942 | 7631 | 2766.75 | 9949 | 4339.6786 | 0.41 | 7.6 | 27 | 7 | M31
|  |  | 411 | 170 | 3689 | 3186 | 6875 | 2766.75 | 8042 | 2977.5357 | 0.33 | 8.5 | 27 | 8 | M31 | 411
|  |  | 412 | 170 | 3689 | 4669 | 8358 | 2766.75 | 11784 | 5650.3929 | 0.99 | 8.5 | 32 | 8 | M23
|  | NL | 413 | 170 | 3689 | 4188 | 7877 | 2766.75 | 10570 | 4783.25 | 0.27 | 9.6 | 27 | 9 | M31
|  | NL | 414 | 170 | 3689 | 6312 | 10001 | 2766.75 | 15932 | 8613.25 | 0.82 | 9.6 | 32 | 9 | M23
|  |  | 415 | 170 | 3689 | 4271 | 7960 | 2766.75 | 10781 | 4933.9643 | 0.23 | 1.4 | 28 | 10 | M31
|  |  | 416 | 170 | 3689 | 6687 | 10376 | 2766.75 | 16877 | 9288.25 | 0.69 | 1.4 | 32 | 10 | M23
|  | NL | 417 | 175 | 3797.5 | 3300 | 7097.5 | 2848.125 | 8329 | 3101.1607 | 0.8 | 5.5 | 29 | 5 | M31
|  |  | 418 | 175 | 3797.5 | 3050 | 6847.5 | 2848.125 | 7699 | 2651.1607 | 0.57 | 6.6 | 28 | 6 | M31 | 418
|  | NL | 419 | 175 | 3797.5 | 4025 | 7822.5 | 2848.125 | 10158 | 4407.5893 | 0.43 | 7.6 | 28 | 7 | M31
|  |  | 420 | 175 | 3797.5 | 3254 | 7051.5 | 2848.125 | 8212 | 3017.5893 | 0.35 | 8.5 | 28 | 8 | M31 | 420
|  |  | 421 | 175 | 3797.5 | 4762 | 8559.5 | 2848.125 | 12018 | 5736.1607 | 1.05 | 8.5 | 32 | 8 | M23
|  | NL | 422 | 175 | 3797.5 | 4281 | 8078.5 | 2848.125 | 10804 | 4869.0179 | 0.29 | 9.6 | 28 | 9 | M31
|  | NL | 423 | 175 | 3797.5 | 6424 | 10221.5 | 2848.125 | 16213 | 8732.5893 | 0.87 | 9.6 | 32 | 9 | M23
|  |  | 424 | 175 | 3797.5 | 4363 | 8160.5 | 2848.125 | 11012 | 5017.5893 | 0.24 | 1.4 | 28 | 10 | M31
|  |  | 425 | 175 | 3797.5 | 6808 | 10605.5 | 2848.125 | 17184 | 9426.1607 | 0.73 | 1.4 | 33 | 10 | M23
|  | NL | 426 | 180 | 3906 | 3361 | 7267 | 2929.5 | 8484 | 3130.5 | 0.85 | 5.5 | 29 | 5 | M31
|  |  | 427 | 180 | 3906 | 3112 | 7018 | 2929.5 | 7855 | 2681.2143 | 0.6 | 6.6 | 28 | 6 | M31 | 427
|  | NL | 428 | 180 | 3906 | 4100 | 8006 | 2929.5 | 10348 | 4461.9286 | 0.46 | 7.6 | 28 | 7 | M31
|  |  | 429 | 180 | 3906 | 3321 | 7227 | 2929.5 | 8383 | 3058.3571 | 0.36 | 8.5 | 28 | 8 | M31 | 429
|  |  | 430 | 180 | 3906 | 4854 | 8760 | 2929.5 | 12253 | 5822.6429 | 1.11 | 8.5 | 33 | 8 | M23
|  | NL | 431 | 180 | 3906 | 4366 | 8272 | 2929.5 | 11021 | 4942.6429 | 0.3 | 9.6 | 28 | 9 | M31
|  | NL | 432 | 180 | 3906 | 6534 | 10440 | 2929.5 | 16491 | 8849.7857 | 0.92 | 9.6 | 33 | 9 | M23
|  |  | 433 | 180 | 3906 | 4454 | 8360 | 2929.5 | 11243 | 5101.2143 | 0.26 | 1.4 | 28 | 10 | M31
|  |  | 434 | 180 | 3906 | 6930 | 10836 | 2929.5 | 17491 | 9564.0714 | 0.78 | 1.4 | 33 | 10 | M23
|  | NL | 435 | 185 | 4014.5 | 3423 | 7437.5 | 3010.875 | 8639 | 3159.8393 | 0.89 | 5.5 | 29 | 5 | M31
|  |  | 436 | 185 | 4014.5 | 3173 | 7187.5 | 3010.875 | 8010 | 2710.5536 | 0.63 | 6.6 | 29 | 6 | M31 | 436
|  | NL | 437 | 185 | 4014.5 | 4175 | 8189.5 | 3010.875 | 10538 | 4516.2679 | 0.48 | 7.6 | 28 | 7 | M31
|  |  | 438 | 185 | 4014.5 | 3389 | 7403.5 | 3010.875 | 8554 | 3099.125 | 0.39 | 8.5 | 28 | 8 | M31 | 438
|  |  | 439 | 185 | 4014.5 | 4940 | 8954.5 | 3010.875 | 12468 | 5894.8393 | 1.17 | 8.5 | 33 | 8 | M23
|  | NL | 440 | 185 | 4014.5 | 4447 | 8461.5 | 3010.875 | 11225 | 5006.9821 | 0.32 | 9.6 | 28 | 9 | M31
|  | NL | 441 | 185 | 4014.5 | 6644 | 10658.5 | 3010.875 | 16770 | 8967.6964 | 0.97 | 9.6 | 33 | 9 | M23
|  |  | 442 | 185 | 4014.5 | 4546 | 8560.5 | 3010.875 | 11473 | 5184.125 | 0.27 | 1.4 | 29 | 10 | M31
|  |  | 443 | 185 | 4014.5 | 7052 | 11066.5 | 3010.875 | 17797 | 9701.2679 | 0.82 | 1.4 | 33 | 10 | M23
|  | NL | 444 | 190 | 4123 | 3484 | 7607 | 3092.25 | 8795 | 3189.8929 | 0.94 | 5.5 | 30 | 5 | M31
|  |  | 445 | 190 | 4123 | 3235 | 7358 | 3092.25 | 8165 | 2739.8929 | 0.67 | 6.6 | 29 | 6 | M31 | 445
|  | NL | 446 | 190 | 4123 | 4250 | 8373 | 3092.25 | 10728 | 4570.6071 | 0.51 | 7.6 | 29 | 7 | M31
|  |  | 447 | 190 | 4123 | 3456 | 7579 | 3092.25 | 8724 | 3139.1786 | 0.41 | 8.5 | 29 | 8 | M31 | 447
|  | NL | 448 | 190 | 4123 | 4528 | 8651 | 3092.25 | 11429 | 5071.3214 | 0.34 | 9.6 | 29 | 9 | M31
|  | NL | 449 | 190 | 4123 | 6755 | 10878 | 3092.25 | 17048 | 9084.8929 | 1.02 | 9.6 | 33 | 9 | M23
|  |  | 450 | 190 | 4123 | 4637 | 8760 | 3092.25 | 11704 | 5267.75 | 0.29 | 1.4 | 29 | 10 | M31
|  |  | 451 | 190 | 4123 | 7173 | 11296 | 3092.25 | 18104 | 9839.1786 | 0.86 | 1.4 | 34 | 10 | M23
|  | NL | 452 | 195 | 4231.5 | 3546 | 7777.5 | 3173.625 | 8950 | 3219.2321 | 0.99 | 5.5 | 30 | 5 | M31
|  |  | 453 | 195 | 4231.5 | 3296 | 7527.5 | 3173.625 | 8320 | 2769.2321 | 0.7 | 6.6 | 29 | 6 | M31 | 453
|  | NL | 454 | 195 | 4231.5 | 4326 | 8557.5 | 3173.625 | 10918 | 4624.9464 | 0.53 | 7.6 | 29 | 7 | M31
|  |  | 455 | 195 | 4231.5 | 3524 | 7755.5 | 3173.625 | 8895 | 3179.9464 | 0.43 | 8.5 | 29 | 8 | M31 | 455
|  | NL | 456 | 195 | 4231.5 | 4609 | 8840.5 | 3173.625 | 11634 | 5136.375 | 0.35 | 9.6 | 29 | 9 | M31
|  | NL | 457 | 195 | 4231.5 | 6865 | 11096.5 | 3173.625 | 17326 | 9202.0893 | 1.07 | 9.6 | 34 | 9 | M23
|  |  | 458 | 195 | 4231.5 | 4729 | 8960.5 | 3173.625 | 11935 | 5351.375 | 0.3 | 1.4 | 29 | 10 | M31
|  |  | 459 | 195 | 4231.5 | 7285 | 11516.5 | 3173.625 | 18386 | 9959.2321 | 0.91 | 1.4 | 34 | 10 | M23
|  |  | 460 | 200 | 4340 | 3358 | 7698 | 3255 | 8476 | 2799.2857 | 0.74 | 6.6 | 30 | 6 | M31
|  | NL | 461 | 200 | 4340 | 4401 | 8741 | 3255 | 11107 | 4678.5714 | 0.56 | 7.6 | 29 | 7 | M31
|  |  | 462 | 200 | 4340 | 3592 | 7932 | 3255 | 9065 | 3220 | 0.45 | 8.5 | 29 | 8 | M31 | 462
|  | NL | 463 | 200 | 4340 | 4690 | 9030 | 3255 | 11838 | 5200.7143 | 0.37 | 9.6 | 29 | 9 | M31
|  | NL | 464 | 200 | 4340 | 6969 | 11309 | 3255 | 17588 | 9307.8571 | 1.13 | 9.6 | 34 | 9 | M23
|  |  | 465 | 200 | 4340 | 4815 | 9155 | 3255 | 12154 | 5426.4286 | 0.32 | 1.4 | 30 | 10 | M31
|  |  | 466 | 200 | 4340 | 7395 | 11735 | 3255 | 18664 | 10076.4286 | 0.96 | 1.4 | 34 | 10 | M23
|  |  | 467 | 205 | 4448.5 | 3419 | 7867.5 | 3336.375 | 8631 | 2828.625 | 0.78 | 6.6 | 30 | 6 | M31
|  | NL | 468 | 205 | 4448.5 | 4476 | 8924.5 | 3336.375 | 11297 | 4732.9107 | 0.59 | 7.6 | 30 | 7 | M31
|  |  | 469 | 205 | 4448.5 | 3659 | 8107.5 | 3336.375 | 9236 | 3260.7679 | 0.47 | 8.5 | 30 | 8 | M31 | 469
|  | NL | 470 | 205 | 4448.5 | 4771 | 9219.5 | 3336.375 | 12042 | 5265.0536 | 0.39 | 9.6 | 30 | 9 | M31
|  | NL | 471 | 205 | 4448.5 | 7069 | 11517.5 | 3336.375 | 17842 | 9407.9107 | 1.19 | 9.6 | 34 | 9 | M23
|  |  | 472 | 205 | 4448.5 | 4895 | 9343.5 | 3336.375 | 12354 | 5487.9107 | 0.33 | 1.4 | 30 | 10 | M31
|  |  | 473 | 205 | 4448.5 | 7505 | 11953.5 | 3336.375 | 18941 | 10192.9107 | 1.01 | 1.4 | 35 | 10 | M23
|  |  | 474 | 210 | 4557 | 3476 | 8033 | 3417.75 | 8773 | 2848.6786 | 0.81 | 6.6 | 30 | 6 | M31
|  | NL | 475 | 210 | 4557 | 4551 | 9108 | 3417.75 | 11487 | 4787.25 | 0.62 | 7.6 | 30 | 7 | M31
|  |  | 476 | 210 | 4557 | 3727 | 8284 | 3417.75 | 9407 | 3301.5357 | 0.49 | 8.5 | 30 | 8 | M31 | 476
|  | NL | 477 | 210 | 4557 | 4852 | 9409 | 3417.75 | 12247 | 5330.1071 | 0.41 | 9.6 | 30 | 9 | M31
|  | NL | 478 | 210 | 4557 | 7170 | 11727 | 3417.75 | 18096 | 9507.9643 | 1.24 | 9.6 | 35 | 9 | M23
|  |  | 479 | 210 | 4557 | 4974 | 9531 | 3417.75 | 12555 | 5550.1071 | 0.35 | 1.4 | 30 | 10 | M31
|  |  | 480 | 210 | 4557 | 7615 | 12172 | 3417.75 | 19219 | 10310.1071 | 1.05 | 1.4 | 35 | 10 | M23
|  |  | 481 | 215 | 4665.5 | 3531 | 8196.5 | 3499.125 | 8912 | 2866.5893 | 0.85 | 6.6 | 31 | 6 | M31
|  | NL | 482 | 215 | 4665.5 | 4624 | 9289.5 | 3499.125 | 11670 | 4836.5893 | 0.65 | 7.6 | 30 | 7 | M31
|  |  | 483 | 215 | 4665.5 | 3794 | 8459.5 | 3499.125 | 9577 | 3341.5893 | 0.52 | 8.5 | 30 | 8 | M31 | 483
|  | NL | 484 | 215 | 4665.5 | 4933 | 9598.5 | 3499.125 | 12451 | 5394.4464 | 0.43 | 9.6 | 31 | 9 | M31
|  |  | 485 | 215 | 4665.5 | 5054 | 9719.5 | 3499.125 | 12755 | 5611.5893 | 0.37 | 1.4 | 31 | 10 | M31
|  |  | 486 | 215 | 4665.5 | 7725 | 12390.5 | 3499.125 | 19497 | 10427.3036 | 1.11 | 1.4 | 35 | 10 | M23
|  |  | 487 | 220 | 4774 | 3586 | 8360 | 3580.5 | 9051 | 2884.5 | 0.89 | 6.6 | 31 | 6 | M31
|  | NL | 488 | 220 | 4774 | 4692 | 9466 | 3580.5 | 11842 | 4878.0714 | 0.68 | 7.6 | 31 | 7 | M31
|  |  | 489 | 220 | 4774 | 3860 | 8634 | 3580.5 | 9742 | 3378.0714 | 0.54 | 8.5 | 31 | 8 | M31 | 489
|  | NL | 490 | 220 | 4774 | 5014 | 9788 | 3580.5 | 12655 | 5458.7857 | 0.45 | 9.6 | 31 | 9 | M31
|  |  | 491 | 220 | 4774 | 5133 | 9907 | 3580.5 | 12955 | 5673.0714 | 0.38 | 1.4 | 31 | 10 | M31
|  |  | 492 | 220 | 4774 | 7835 | 12609 | 3580.5 | 19775 | 10544.5 | 1.16 | 1.4 | 36 | 10 | M23
|  |  | 493 | 225 | 4882.5 | 3641 | 8523.5 | 3661.875 | 9190 | 2902.4107 | 0.93 | 6.6 | 32 | 6 | M31
|  | NL | 494 | 225 | 4882.5 | 4760 | 9642.5 | 3661.875 | 12014 | 4919.5536 | 0.71 | 7.6 | 31 | 7 | M31
|  |  | 495 | 225 | 4882.5 | 3919 | 8801.5 | 3661.875 | 9891 | 3403.125 | 0.57 | 8.5 | 31 | 8 | M31 | 495
|  | NL | 496 | 225 | 4882.5 | 5095 | 9977.5 | 3661.875 | 12860 | 5523.8393 | 0.47 | 9.6 | 32 | 9 | M31
|  |  | 497 | 225 | 4882.5 | 5212 | 10094.5 | 3661.875 | 13156 | 5735.2679 | 0.4 | 1.4 | 32 | 10 | M31
|  |  | 498 | 225 | 4882.5 | 7935 | 12817.5 | 3661.875 | 20028 | 10643.8393 | 1.21 | 1.4 | 36 | 10 | M23
|  |  | 499 | 230 | 4991 | 3696 | 8687 | 3743.25 | 9329 | 2920.3214 | 0.98 | 6.6 | 32 | 6 | M31
|  | NL | 500 | 230 | 4991 | 4828 | 9819 | 3743.25 | 12186 | 4961.0357 | 0.74 | 7.6 | 32 | 7 | M31
|  |  | 501 | 230 | 4991 | 3978 | 8969 | 3743.25 | 10040 | 3428.1786 | 0.59 | 8.5 | 32 | 8 | M31 | 501
|  | NL | 502 | 230 | 4991 | 5172 | 10163 | 3743.25 | 13053 | 5580.3214 | 0.49 | 9.6 | 32 | 9 | M31
|  |  | 503 | 230 | 4991 | 5292 | 10283 | 3743.25 | 13356 | 5796.75 | 0.42 | 1.4 | 32 | 10 | M31
|  |  | 504 | 230 | 4991 | 8036 | 13027 | 3743.25 | 20282 | 10743.8929 | 1.26 | 1.4 | 36 | 10 | M23
|  |  | 505 | 235 | 5099.5 | 3751 | 8850.5 | 3824.625 | 9468 | 2938.2321 | 1.02 | 6.6 | 33 | 6 | M31
|  | NL | 506 | 235 | 5099.5 | 4896 | 9995.5 | 3824.625 | 12358 | 5002.5179 | 0.77 | 7.6 | 32 | 7 | M31
|  |  | 507 | 235 | 5099.5 | 4037 | 9136.5 | 3824.625 | 10188 | 3452.5179 | 0.62 | 8.5 | 32 | 8 | M31 | 507
|  | NL | 508 | 235 | 5099.5 | 5244 | 10343.5 | 3824.625 | 13235 | 5628.9464 | 0.51 | 9.6 | 33 | 9 | M31
|  |  | 509 | 235 | 5099.5 | 5371 | 10470.5 | 3824.625 | 13557 | 5858.9464 | 0.44 | 1.4 | 33 | 10 | M31
|  |  | 510 | 235 | 5099.5 | 8136 | 13235.5 | 3824.625 | 20536 | 10843.9464 | 1.32 | 1.4 | 36 | 10 | M23
|  | NL | 511 | 240 | 5208 | 4964 | 10172 | 3906 | 12530 | 5044 | 0.81 | 7.6 | 33 | 7 | M31
|  |  | 512 | 240 | 5208 | 4096 | 9304 | 3906 | 10337 | 3477.5714 | 0.64 | 8.5 | 33 | 8 | M31 | 512
|  | NL | 513 | 240 | 5208 | 5316 | 10524 | 3906 | 13416 | 5676.8571 | 0.53 | 9.6 | 33 | 9 | M31
|  |  | 514 | 240 | 5208 | 5451 | 10659 | 3906 | 13757 | 5920.4286 | 0.46 | 1.4 | 33 | 10 | M31
|  | NL | 515 | 245 | 5316.5 | 5032 | 10348.5 | 3987.375 | 12701 | 5084.7679 | 0.84 | 7.6 | 33 | 7 | M31
|  |  | 516 | 245 | 5316.5 | 4154 | 9470.5 | 3987.375 | 10486 | 3502.625 | 0.67 | 8.5 | 33 | 8 | M31 | 516
|  | NL | 517 | 245 | 5316.5 | 5388 | 10704.5 | 3987.375 | 13598 | 5725.4821 | 0.56 | 9.6 | 33 | 9 | M31
|  |  | 518 | 245 | 5316.5 | 5530 | 10846.5 | 3987.375 | 13958 | 5982.625 | 0.47 | 1.4 | 34 | 10 | M31
|  | NL | 519 | 250 | 5425 | 5100 | 10525 | 4068.75 | 12873 | 5126.25 | 0.88 | 7.6 | 34 | 7 | M31
|  |  | 520 | 250 | 5425 | 4213 | 9638 | 4068.75 | 10634 | 3526.9643 | 0.7 | 8.5 | 34 | 8 | M31 | 520
|  | NL | 521 | 250 | 5425 | 5460 | 10885 | 4068.75 | 13780 | 5774.1071 | 0.58 | 9.6 | 34 | 9 | M31
|  |  | 522 | 250 | 5425 | 5609 | 11034 | 4068.75 | 14158 | 6044.1071 | 0.49 | 1.4 | 35 | 10 | M31
|  | NL | 523 | 255 | 5533.5 | 5165 | 10698.5 | 4150.125 | 13035 | 5160.5893 | 0.91 | 7.6 | 35 | 7 | M31
|  |  | 524 | 255 | 5533.5 | 4272 | 9805.5 | 4150.125 | 10783 | 3552.0179 | 0.73 | 8.5 | 35 | 8 | M31
|  | NL | 525 | 255 | 5533.5 | 5532 | 11065.5 | 4150.125 | 13961 | 5822.0179 | 0.6 | 9.6 | 35 | 9 | M31
|  |  | 526 | 255 | 5533.5 | 5688 | 11221.5 | 4150.125 | 14356 | 6104.1607 | 0.51 | 1.4 | 35 | 10 | M31
|  | NL | 527 | 260 | 5642 | 5227 | 10869 | 4231.5 | 13193 | 5192.0714 | 0.95 | 7.6 | 36 | 7 | M31
|  |  | 528 | 260 | 5642 | 4331 | 9973 | 4231.5 | 10932 | 3577.0714 | 0.76 | 8.5 | 36 | 8 | M31
|  | NL | 529 | 260 | 5642 | 5604 | 11246 | 4231.5 | 14143 | 5870.6429 | 0.63 | 9.6 | 36 | 9 | M31
|  |  | 530 | 260 | 5642 | 5758 | 11400 | 4231.5 | 14534 | 6149.9286 | 0.53 | 1.4 | 36 | 10 | M31
|  | NL | 531 | 265 | 5750.5 | 5289 | 11039.5 | 4312.875 | 13350 | 5222.8393 | 0.98 | 7.6 | 36 | 7 | M31
|  |  | 532 | 265 | 5750.5 | 4390 | 10140.5 | 4312.875 | 11080 | 3601.4107 | 0.78 | 8.5 | 36 | 8 | M31
|  | NL | 533 | 265 | 5750.5 | 5676 | 11426.5 | 4312.875 | 14325 | 5919.2679 | 0.65 | 9.6 | 36 | 9 | M31
|  |  | 534 | 265 | 5750.5 | 5828 | 11578.5 | 4312.875 | 14711 | 6194.9821 | 0.55 | 1.4 | 37 | 10 | M31
|  | NL | 535 | 270 | 5859 | 5352 | 11211 | 4394.25 | 13507 | 5253.6071 | 1.02 | 7.6 | 37 | 7 | M31
|  |  | 536 | 270 | 5859 | 4449 | 10308 | 4394.25 | 11229 | 3626.4643 | 0.81 | 8.5 | 37 | 8 | M31
|  | NL | 537 | 270 | 5859 | 5748 | 11607 | 4394.25 | 14506 | 5967.1786 | 0.67 | 9.6 | 37 | 9 | M31
|  |  | 538 | 270 | 5859 | 5899 | 11758 | 4394.25 | 14888 | 6240.0357 | 0.57 | 1.4 | 38 | 10 | M31
|  |  | 539 | 275 | 5967.5 | 4508 | 10475.5 | 4475.625 | 11378 | 3651.5179 | 0.84 | 8.5 | 38 | 8 | M31
|  | NL | 540 | 275 | 5967.5 | 5820 | 11787.5 | 4475.625 | 14688 | 6015.8036 | 0.7 | 9.6 | 38 | 9 | M31
|  |  | 541 | 275 | 5967.5 | 5969 | 11936.5 | 4475.625 | 15065 | 6285.0893 | 0.6 | 1.4 | 38 | 10 | M31
|  |  | 542 | 280 | 6076 | 4567 | 10643 | 4557 | 11527 | 3676.5714 | 0.88 | 8.5 | 38 | 8 | M31
|  | NL | 543 | 280 | 6076 | 5889 | 11965 | 4557 | 14863 | 6059.4286 | 0.72 | 9.6 | 39 | 9 | M31
|  |  | 544 | 280 | 6076 | 6039 | 12115 | 4557 | 15242 | 6330.1429 | 0.62 | 1.4 | 39 | 10 | M31
|  |  | 545 | 285 | 6184.5 | 4621 | 10805.5 | 4638.375 | 11663 | 3692.3393 | 0.91 | 8.5 | 39 | 8 | M31
|  | NL | 546 | 285 | 6184.5 | 5953 | 12137.5 | 4638.375 | 15026 | 6094.4821 | 0.75 | 9.6 | 39 | 9 | M31
|  |  | 547 | 285 | 6184.5 | 6109 | 12293.5 | 4638.375 | 15419 | 6375.1964 | 0.64 | 1.4 | 40 | 10 | M31
|  |  | 548 | 290 | 6293 | 4673 | 10966 | 4719.75 | 11796 | 3705.9643 | 0.94 | 8.5 | 40 | 8 | M31
|  | NL | 549 | 290 | 6293 | 6018 | 12311 | 4719.75 | 15189 | 6129.5357 | 0.78 | 9.6 | 40 | 9 | M31
|  |  | 550 | 290 | 6293 | 6179 | 12472 | 4719.75 | 15596 | 6420.25 | 0.66 | 1.4 | 40 | 10 | M31
|  |  | 551 | 295 | 6401.5 | 4726 | 11127.5 | 4801.125 | 11928 | 3718.875 | 0.97 | 8.5 | 41 | 8 | M31
|  | NL | 552 | 295 | 6401.5 | 6083 | 12484.5 | 4801.125 | 15353 | 6165.3036 | 0.8 | 9.6 | 41 | 9 | M31
|  |  | 553 | 295 | 6401.5 | 6250 | 12651.5 | 4801.125 | 15774 | 6466.0179 | 0.69 | 1.4 | 41 | 10 | M31
|  |  | 554 | 300 | 6510 | 4779 | 11289 | 4882.5 | 12061 | 3732.5 | 1 | 8.5 | 41 | 8 | M31
|  | NL | 555 | 300 | 6510 | 6147 | 12657 | 4882.5 | 15516 | 6200.3571 | 0.83 | 9.6 | 41 | 9 | M31
|  |  | 556 | 300 | 6510 | 6320 | 12830 | 4882.5 | 15951 | 6511.0714 | 0.71 | 1.4 | 42 | 10 | M31
|  |  | 557 | 305 | 6618.5 | 4831 | 11449.5 | 4963.875 | 12194 | 3746.125 | 1.04 | 8.5 | 42 | 8 | M31
|  | NL | 558 | 305 | 6618.5 | 6212 | 12830.5 | 4963.875 | 15679 | 6235.4107 | 0.86 | 9.6 | 42 | 9 | M31
|  |  | 559 | 305 | 6618.5 | 6390 | 13008.5 | 4963.875 | 16128 | 6556.125 | 0.73 | 1.4 | 42 | 10 | M31
|  | NL | 560 | 310 | 6727 | 6277 | 13004 | 5045.25 | 15842 | 6270.4643 | 0.89 | 9.6 | 43 | 9 | M31
|  |  | 561 | 310 | 6727 | 6460 | 13187 | 5045.25 | 16305 | 6601.1786 | 0.76 | 1.4 | 43 | 10 | M31
|  | NL | 562 | 315 | 6835.5 | 6341 | 13176.5 | 5126.625 | 16005 | 6305.5179 | 0.92 | 9.6 | 43 | 9 | M31
|  |  | 563 | 315 | 6835.5 | 6525 | 13360.5 | 5126.625 | 16468 | 6636.2321 | 0.78 | 1.4 | 44 | 10 | M31
|  | NL | 564 | 320 | 6944 | 6406 | 13350 | 5208 | 16169 | 6341.2857 | 0.94 | 9.6 | 44 | 9 | M31
|  |  | 565 | 320 | 6944 | 6588 | 13532 | 5208 | 16627 | 6668.4286 | 0.81 | 1.4 | 44 | 10 | M31
|  | NL | 566 | 325 | 7052.5 | 6471 | 13523.5 | 5289.375 | 16332 | 6376.3393 | 0.97 | 9.6 | 45 | 9 | M31
|  |  | 567 | 325 | 7052.5 | 6651 | 13703.5 | 5289.375 | 16786 | 6700.625 | 0.83 | 1.4 | 45 | 10 | M31
|  | NL | 568 | 330 | 7161 | 6534 | 13695 | 5370.75 | 16491 | 6408.5357 | 1 | 9.6 | 45 | 9 | M31
|  |  | 569 | 330 | 7161 | 6714 | 13875 | 5370.75 | 16945 | 6732.8214 | 0.86 | 1.4 | 46 | 10 | M31
|  | NL | 570 | 335 | 7269.5 | 6593 | 13862.5 | 5452.125 | 16640 | 6433.5893 | 1.03 | 9.6 | 46 | 9 | M31
|  |  | 571 | 335 | 7269.5 | 6777 | 14046.5 | 5452.125 | 17104 | 6765.0179 | 0.88 | 1.4 | 46 | 10 | M31
|  |  | 572 | 340 | 7378 | 6840 | 14218 | 5533.5 | 17263 | 6797.2143 | 0.91 | 1.4 | 47 | 10 | M31
|  |  | 573 | 345 | 7486.5 | 6903 | 14389.5 | 5614.875 | 17423 | 6830.125 | 0.94 | 1.4 | 47 | 10 | M31
|  |  | 574 | 350 | 7595 | 6966 | 14561 | 5696.25 | 17582 | 6862.3214 | 0.96 | 1.4 | 48 | 10 | M31
|  |  | 575 | 355 | 7703.5 | 7029 | 14732.5 | 5777.625 | 17741 | 6894.5179 | 0.99 | 1.4 | 49 | 10 | M31
|  |  | 576 | 360 | 7812 | 7092 | 14904 | 5859 | 17900 | 6926.7143 | 1.02 | 1.4 | 49 | 10 | M31
|  |  | 577 | 365 | 7920.5 | 7155 | 15075.5 | 5940.375 | 18059 | 6958.9107 | 1.05 | 1.4 | 50 | 10 | M31
|  |  | 578 | 370 | 8029 | 7215 | 15244 | 6021.75 | 18211 | 6986.1071 | 1.07 | 1.4 | 50 | 10 | M31
|  |  | 1 | 5 | 108.5 | 263 | 371.5 | 81.375 | 913 | 570.7679 | 0.23 | 3.4 | 15 | 2 | M17
|  |  | 2 | 5 | 108.5 | 286 | 394.5 | 81.375 | 993 | 627.9107 | 0.55 | 3.4 | 15 | 2 | M13
|  |  | 3 | 10 | 217 | 325 | 542 | 162.75 | 1131 | 645.1071 | 0.27 | 3.4 | 15 | 2 | M23
|  | NL | 4 | 10 | 217 | 498 | 715 | 162.75 | 1730 | 1072.9643 | 0.32 | 4.8 | 15 | 3 | M17
|  | NL | 5 | 10 | 217 | 544 | 761 | 162.75 | 1888 | 1185.8214 | 0.76 | 4.8 | 17 | 3 | M13
|  |  | 6 | 10 | 217 | 590 | 807 | 162.75 | 2049 | 1300.8214 | 0.38 | 6.1 | 15 | 4 | M13
|  | NL | 7 | 10 | 217 | 694 | 911 | 162.75 | 2410 | 1558.6786 | 0.24 | 7.4 | 15 | 5 | M13
|  |  | 8 | 10 | 217 | 694 | 911 | 162.75 | 2409 | 1557.9643 | 0.17 | 8.7 | 15 | 6 | M13
|  | NL | 9 | 10 | 217 | 923 | 1140 | 162.75 | 3205 | 2126.5357 | 0.13 | 1.3 | 15 | 7 | M13
|  |  | 10 | 15 | 325.5 | 321 | 646.5 | 244.125 | 1114 | 551.5893 | 0.2 | 3.4 | 15 | 2 | M31
|  |  | 11 | 15 | 325.5 | 451 | 776.5 | 244.125 | 1566 | 874.4464 | 0.61 | 3.4 | 18 | 2 | M23
|  | NL | 12 | 15 | 325.5 | 498 | 823.5 | 244.125 | 1728 | 990.1607 | 0.21 | 4.8 | 15 | 3 | M23
|  | NL | 13 | 15 | 325.5 | 687 | 1012.5 | 244.125 | 2386 | 1460.1607 | 0.71 | 4.8 | 17 | 3 | M17
|  |  | 14 | 15 | 325.5 | 731 | 1056.5 | 244.125 | 2537 | 1568.0179 | 0.36 | 6.1 | 15 | 4 | M17
|  | NL | 15 | 15 | 325.5 | 838 | 1163.5 | 244.125 | 2909 | 1833.7321 | 0.23 | 7.4 | 15 | 5 | M17
|  | NL | 16 | 15 | 325.5 | 924 | 1249.5 | 244.125 | 3210 | 2048.7321 | 0.54 | 7.4 | 18 | 5 | M13
|  |  | 17 | 15 | 325.5 | 830 | 1155.5 | 244.125 | 2880 | 1813.0179 | 0.16 | 8.7 | 15 | 6 | M17
|  |  | 18 | 15 | 325.5 | 896 | 1221.5 | 244.125 | 3113 | 1979.4464 | 0.38 | 8.7 | 17 | 6 | M13
|  | NL | 19 | 15 | 325.5 | 1201 | 1526.5 | 244.125 | 4171 | 2735.1607 | 0.28 | 1.3 | 16 | 7 | M13
|  |  | 20 | 15 | 325.5 | 1094 | 1419.5 | 244.125 | 3798 | 2468.7321 | 0.22 | 2.8 | 15 | 8 | M13
|  | NL | 21 | 15 | 325.5 | 1454 | 1779.5 | 244.125 | 5047 | 3360.875 | 0.18 | 1.7 | 15 | 9 | M13
|  |  | 22 | 15 | 325.5 | 1562 | 1887.5 | 244.125 | 5421 | 3628.0179 | 0.15 | 3.7 | 15 | 10 | M13
|  |  | 23 | 20 | 434 | 398 | 832 | 325.5 | 1384 | 663.0714 | 0.35 | 3.4 | 16 | 2 | M31
|  | NL | 24 | 20 | 434 | 623 | 1057 | 325.5 | 2163 | 1219.5 | 0.37 | 4.8 | 16 | 3 | M23
|  |  | 25 | 20 | 434 | 668 | 1102 | 325.5 | 2319 | 1330.9286 | 0.19 | 6.1 | 15 | 4 | M23
|  |  | 26 | 20 | 434 | 917 | 1351 | 325.5 | 3183 | 1948.0714 | 0.63 | 6.1 | 17 | 4 | M17
|  | NL | 27 | 20 | 434 | 1040 | 1474 | 325.5 | 3611 | 2253.7857 | 0.4 | 7.4 | 16 | 5 | M17
|  |  | 28 | 20 | 434 | 1011 | 1445 | 325.5 | 3511 | 2182.3571 | 0.29 | 8.7 | 15 | 6 | M17
|  |  | 29 | 20 | 434 | 1099 | 1533 | 325.5 | 3817 | 2400.9286 | 0.68 | 8.7 | 21 | 6 | M13
|  | NL | 30 | 20 | 434 | 1480 | 1914 | 325.5 | 5137 | 3343.7857 | 0.5 | 1.3 | 20 | 7 | M13
|  |  | 31 | 20 | 434 | 1229 | 1663 | 325.5 | 4268 | 2723.0714 | 0.17 | 2.8 | 15 | 8 | M17
|  |  | 32 | 20 | 434 | 1311 | 1745 | 325.5 | 4551 | 2925.2143 | 0.39 | 2.8 | 19 | 8 | M13
|  | NL | 33 | 20 | 434 | 1649 | 2083 | 325.5 | 5726 | 3764.5 | 0.14 | 1.7 | 15 | 9 | M17
|  | NL | 34 | 20 | 434 | 1761 | 2195 | 325.5 | 6115 | 4042.3571 | 0.31 | 1.7 | 18 | 9 | M13
|  |  | 35 | 20 | 434 | 1875 | 2309 | 325.5 | 6508 | 4323.0714 | 0.26 | 3.7 | 18 | 10 | M13
|  |  | 36 | 25 | 542.5 | 476 | 1018.5 | 406.875 | 1654 | 774.5536 | 0.54 | 3.4 | 19 | 2 | M31
|  | NL | 37 | 25 | 542.5 | 531 | 1073.5 | 406.875 | 1845 | 910.9821 | 0.19 | 4.8 | 15 | 3 | M31
|  | NL | 38 | 25 | 542.5 | 748 | 1290.5 | 406.875 | 2598 | 1448.8393 | 0.58 | 4.8 | 19 | 3 | M23
|  |  | 39 | 25 | 542.5 | 791 | 1333.5 | 406.875 | 2748 | 1555.9821 | 0.29 | 6.1 | 15 | 4 | M23
|  | NL | 40 | 25 | 542.5 | 937 | 1479.5 | 406.875 | 3254 | 1917.4107 | 0.19 | 7.4 | 15 | 5 | M23
|  | NL | 41 | 25 | 542.5 | 1242 | 1784.5 | 406.875 | 4314 | 2674.5536 | 0.63 | 7.4 | 19 | 5 | M17
|  |  | 42 | 25 | 542.5 | 890 | 1432.5 | 406.875 | 3091 | 1800.9821 | 0.13 | 8.7 | 15 | 6 | M23
|  |  | 43 | 25 | 542.5 | 1193 | 1735.5 | 406.875 | 4142 | 2551.6964 | 0.44 | 8.7 | 18 | 6 | M17
|  | NL | 44 | 25 | 542.5 | 1758 | 2300.5 | 406.875 | 6103 | 3952.4107 | 0.78 | 1.3 | 22 | 7 | M13
|  |  | 45 | 25 | 542.5 | 1426 | 1968.5 | 406.875 | 4950 | 3128.8393 | 0.26 | 2.8 | 17 | 8 | M17
|  |  | 46 | 25 | 542.5 | 1527 | 2069.5 | 406.875 | 5303 | 3380.9821 | 0.61 | 2.8 | 22 | 8 | M13
|  | NL | 47 | 25 | 542.5 | 1929 | 2471.5 | 406.875 | 6698 | 4377.4107 | 0.21 | 1.7 | 16 | 9 | M17
|  | NL | 48 | 25 | 542.5 | 2069 | 2611.5 | 406.875 | 7183 | 4723.8393 | 0.49 | 1.7 | 21 | 9 | M13
|  |  | 49 | 25 | 542.5 | 2045 | 2587.5 | 406.875 | 7101 | 4665.2679 | 0.17 | 3.7 | 16 | 10 | M17
|  |  | 50 | 25 | 542.5 | 2188 | 2730.5 | 406.875 | 7594 | 5017.4107 | 0.4 | 3.7 | 21 | 10 | M13
|  |  | 51 | 30 | 651 | 554 | 1205 | 488.25 | 1923 | 885.3214 | 0.77 | 3.4 | 21 | 2 | M31
|  | NL | 52 | 30 | 651 | 609 | 1260 | 488.25 | 2114 | 1021.75 | 0.27 | 4.8 | 16 | 3 | M31
|  | NL | 53 | 30 | 651 | 865 | 1516 | 488.25 | 3002 | 1656.0357 | 0.84 | 4.8 | 21 | 3 | M23
|  |  | 54 | 30 | 651 | 664 | 1315 | 488.25 | 2304 | 1157.4643 | 0.14 | 6.1 | 15 | 4 | M31
|  |  | 55 | 30 | 651 | 915 | 1566 | 488.25 | 3176 | 1780.3214 | 0.42 | 6.1 | 17 | 4 | M23
|  | NL | 56 | 30 | 651 | 1078 | 1729 | 488.25 | 3743 | 2185.3214 | 0.27 | 7.4 | 16 | 5 | M23
|  | NL | 57 | 30 | 651 | 1441 | 2092 | 488.25 | 5003 | 3085.3214 | 0.9 | 7.4 | 21 | 5 | M17
|  |  | 58 | 30 | 651 | 1011 | 1662 | 488.25 | 3509 | 2018.1786 | 0.19 | 8.7 | 15 | 6 | M23
|  |  | 59 | 30 | 651 | 1375 | 2026 | 488.25 | 4773 | 2921.0357 | 0.64 | 8.7 | 20 | 6 | M17
|  | NL | 60 | 30 | 651 | 1400 | 2051 | 488.25 | 4861 | 2983.8929 | 0.15 | 1.3 | 15 | 7 | M23
|  | NL | 61 | 30 | 651 | 1877 | 2528 | 488.25 | 6517 | 4166.75 | 0.47 | 1.3 | 19 | 7 | M17
|  |  | 62 | 30 | 651 | 1622 | 2273 | 488.25 | 5632 | 3534.6071 | 0.37 | 2.8 | 19 | 8 | M17
|  |  | 63 | 30 | 651 | 1744 | 2395 | 488.25 | 6055 | 3836.75 | 0.87 | 2.8 | 24 | 8 | M13
|  | NL | 64 | 30 | 651 | 2209 | 2860 | 488.25 | 7669 | 4989.6071 | 0.3 | 1.7 | 18 | 9 | M17
|  | NL | 65 | 30 | 651 | 2377 | 3028 | 488.25 | 8252 | 5406.0357 | 0.7 | 1.7 | 24 | 9 | M13
|  |  | 66 | 30 | 651 | 2330 | 2981 | 488.25 | 8088 | 5288.8929 | 0.25 | 3.7 | 18 | 10 | M17
|  |  | 67 | 30 | 651 | 2501 | 3152 | 488.25 | 8681 | 5712.4643 | 0.58 | 3.7 | 23 | 10 | M13
|  |  | 68 | 35 | 759.5 | 625 | 1384.5 | 569.625 | 2169 | 979.6607 | 1.05 | 3.4 | 23 | 2 | M31
|  | NL | 69 | 35 | 759.5 | 686 | 1445.5 | 569.625 | 2383 | 1132.5179 | 0.37 | 4.8 | 18 | 3 | M31
|  |  | 70 | 35 | 759.5 | 740 | 1499.5 | 569.625 | 2569 | 1265.375 | 0.19 | 6.1 | 15 | 4 | M31
|  |  | 71 | 35 | 759.5 | 1038 | 1797.5 | 569.625 | 3604 | 2004.6607 | 0.57 | 6.1 | 19 | 4 | M23
|  | NL | 72 | 35 | 759.5 | 1219 | 1978.5 | 569.625 | 4232 | 2453.2321 | 0.36 | 7.4 | 18 | 5 | M23
|  |  | 73 | 35 | 759.5 | 1131 | 1890.5 | 569.625 | 3927 | 2235.375 | 0.26 | 8.7 | 17 | 6 | M23
|  |  | 74 | 35 | 759.5 | 1556 | 2315.5 | 569.625 | 5403 | 3289.6607 | 0.87 | 8.7 | 22 | 6 | M17
|  | NL | 75 | 35 | 759.5 | 1572 | 2331.5 | 569.625 | 5459 | 3329.6607 | 0.2 | 1.3 | 17 | 7 | M23
|  | NL | 76 | 35 | 759.5 | 2129 | 2888.5 | 569.625 | 7391 | 4709.6607 | 0.64 | 1.3 | 21 | 7 | M17
|  |  | 77 | 35 | 759.5 | 1345 | 2104.5 | 569.625 | 4668 | 2764.6607 | 0.16 | 2.8 | 17 | 8 | M23
|  |  | 78 | 35 | 759.5 | 1819 | 2578.5 | 569.625 | 6313 | 3939.6607 | 0.5 | 2.8 | 21 | 8 | M17
|  | NL | 79 | 35 | 759.5 | 2489 | 3248.5 | 569.625 | 8640 | 5601.8036 | 0.41 | 1.7 | 20 | 9 | M17
|  | NL | 80 | 35 | 759.5 | 2685 | 3444.5 | 569.625 | 9320 | 6087.5179 | 0.95 | 1.7 | 26 | 9 | M13
|  |  | 81 | 35 | 759.5 | 2615 | 3374.5 | 569.625 | 9076 | 5913.2321 | 0.34 | 3.7 | 20 | 10 | M17
|  |  | 82 | 35 | 759.5 | 2814 | 3573.5 | 569.625 | 9768 | 6407.5179 | 0.79 | 3.7 | 25 | 10 | M13
|  | NL | 83 | 40 | 868 | 764 | 1632 | 651 | 2653 | 1244 | 0.48 | 4.8 | 19 | 3 | M31
|  |  | 84 | 40 | 868 | 816 | 1684 | 651 | 2835 | 1374 | 0.24 | 6.1 | 16 | 4 | M31
|  |  | 85 | 40 | 868 | 1156 | 2024 | 651 | 4014 | 2216.1429 | 0.75 | 6.1 | 21 | 4 | M23
|  | NL | 86 | 40 | 868 | 997 | 1865 | 651 | 3463 | 1822.5714 | 0.16 | 7.4 | 15 | 5 | M31
|  | NL | 87 | 40 | 868 | 1360 | 2228 | 651 | 4721 | 2721.1429 | 0.47 | 7.4 | 20 | 5 | M23
|  |  | 88 | 40 | 868 | 1252 | 2120 | 651 | 4345 | 2452.5714 | 0.34 | 8.7 | 19 | 6 | M23
|  | NL | 89 | 40 | 868 | 1745 | 2613 | 651 | 6057 | 3675.4286 | 0.26 | 1.3 | 18 | 7 | M23
|  | NL | 90 | 40 | 868 | 2349 | 3217 | 651 | 8153 | 5172.5714 | 0.84 | 1.3 | 23 | 7 | M17
|  |  | 91 | 40 | 868 | 1473 | 2341 | 651 | 5115 | 3002.5714 | 0.2 | 2.8 | 18 | 8 | M23
|  |  | 92 | 40 | 868 | 2015 | 2883 | 651 | 6995 | 4345.4286 | 0.65 | 2.8 | 23 | 8 | M17
|  | NL | 93 | 40 | 868 | 2041 | 2909 | 651 | 7086 | 4410.4286 | 0.17 | 1.7 | 18 | 9 | M23
|  | NL | 94 | 40 | 868 | 2769 | 3637 | 651 | 9611 | 6214 | 0.53 | 1.7 | 22 | 9 | M17
|  |  | 95 | 40 | 868 | 2899 | 3767 | 651 | 10064 | 6537.5714 | 0.44 | 3.7 | 22 | 10 | M17
|  | NL | 96 | 45 | 976.5 | 841 | 1817.5 | 732.375 | 2922 | 1354.7679 | 0.6 | 4.8 | 21 | 3 | M31
|  |  | 97 | 45 | 976.5 | 893 | 1869.5 | 732.375 | 3100 | 1481.9107 | 0.31 | 6.1 | 17 | 4 | M31
|  | NL | 98 | 45 | 976.5 | 1088 | 2064.5 | 732.375 | 3776 | 1964.7679 | 0.2 | 7.4 | 16 | 5 | M31
|  | NL | 99 | 45 | 976.5 | 1491 | 2467.5 | 732.375 | 5177 | 2965.4821 | 0.6 | 7.4 | 21 | 5 | M23
|  |  | 100 | 45 | 976.5 | 1010 | 1986.5 | 732.375 | 3507 | 1772.625 | 0.14 | 8.7 | 16 | 6 | M31
|  |  | 101 | 45 | 976.5 | 1372 | 2348.5 | 732.375 | 4763 | 2669.7679 | 0.42 | 8.7 | 20 | 6 | M23
|  | NL | 102 | 45 | 976.5 | 1917 | 2893.5 | 732.375 | 6655 | 4021.1964 | 0.32 | 1.3 | 20 | 7 | M23
|  |  | 103 | 45 | 976.5 | 1602 | 2578.5 | 732.375 | 5561 | 3239.7679 | 0.26 | 2.8 | 20 | 8 | M23
|  |  | 104 | 45 | 976.5 | 2211 | 3187.5 | 732.375 | 7677 | 4751.1964 | 0.83 | 2.8 | 24 | 8 | M17
|  | NL | 105 | 45 | 976.5 | 2230 | 3206.5 | 732.375 | 7742 | 4797.625 | 0.21 | 1.7 | 20 | 9 | M23
|  | NL | 106 | 45 | 976.5 | 3042 | 4018.5 | 732.375 | 10560 | 6810.4821 | 0.67 | 1.7 | 24 | 9 | M17
|  |  | 107 | 45 | 976.5 | 2351 | 3327.5 | 732.375 | 8162 | 5097.625 | 0.18 | 3.7 | 20 | 10 | M23
|  |  | 108 | 45 | 976.5 | 3184 | 4160.5 | 732.375 | 11052 | 7161.9107 | 0.56 | 3.7 | 23 | 10 | M17
|  | NL | 109 | 50 | 1085 | 919 | 2004 | 813.75 | 3191 | 1465.5357 | 0.74 | 4.8 | 22 | 3 | M31
|  |  | 110 | 50 | 1085 | 969 | 2054 | 813.75 | 3365 | 1589.8214 | 0.38 | 6.1 | 19 | 4 | M31
|  | NL | 111 | 50 | 1085 | 1178 | 2263 | 813.75 | 4090 | 2107.6786 | 0.24 | 7.4 | 17 | 5 | M31
|  | NL | 112 | 50 | 1085 | 1613 | 2698 | 813.75 | 5598 | 3184.8214 | 0.74 | 7.4 | 22 | 5 | M23
|  |  | 113 | 50 | 1085 | 1085 | 2170 | 813.75 | 3766 | 1876.25 | 0.17 | 8.7 | 17 | 6 | M31
|  |  | 114 | 50 | 1085 | 1493 | 2578 | 813.75 | 5182 | 2887.6786 | 0.52 | 8.7 | 22 | 6 | M23
|  | NL | 115 | 50 | 1085 | 2089 | 3174 | 813.75 | 7253 | 4366.9643 | 0.4 | 1.3 | 21 | 7 | M23
|  |  | 116 | 50 | 1085 | 1731 | 2816 | 813.75 | 6008 | 3477.6786 | 0.32 | 2.8 | 21 | 8 | M23
|  |  | 117 | 50 | 1085 | 2408 | 3493 | 813.75 | 8358 | 5156.25 | 1.02 | 2.8 | 25 | 8 | M17
|  | NL | 118 | 50 | 1085 | 2419 | 3504 | 813.75 | 8397 | 5184.1071 | 0.26 | 1.7 | 21 | 9 | M23
|  | NL | 119 | 50 | 1085 | 3278 | 4363 | 813.75 | 11380 | 7314.8214 | 0.82 | 1.7 | 25 | 9 | M17
|  |  | 120 | 50 | 1085 | 2543 | 3628 | 813.75 | 8829 | 5492.6786 | 0.22 | 3.7 | 22 | 10 | M23
|  |  | 121 | 50 | 1085 | 3464 | 4549 | 813.75 | 12024 | 7774.8214 | 0.68 | 3.7 | 25 | 10 | M17
|  | NL | 122 | 55 | 1193.5 | 990 | 2183.5 | 895.125 | 3439 | 1561.3036 | 0.9 | 4.8 | 24 | 3 | M31
|  |  | 123 | 55 | 1193.5 | 1046 | 2239.5 | 895.125 | 3630 | 1697.7321 | 0.45 | 6.1 | 20 | 4 | M31
|  | NL | 124 | 55 | 1193.5 | 1268 | 2461.5 | 895.125 | 4404 | 2250.5893 | 0.29 | 7.4 | 19 | 5 | M31
|  | NL | 125 | 55 | 1193.5 | 1734 | 2927.5 | 895.125 | 6019 | 3404.1607 | 0.89 | 7.4 | 24 | 5 | M23
|  |  | 126 | 55 | 1193.5 | 1159 | 2352.5 | 895.125 | 4025 | 1979.875 | 0.21 | 8.7 | 18 | 6 | M31
|  |  | 127 | 55 | 1193.5 | 1613 | 2806.5 | 895.125 | 5600 | 3104.875 | 0.63 | 8.7 | 23 | 6 | M23
|  | NL | 128 | 55 | 1193.5 | 1541 | 2734.5 | 895.125 | 5350 | 2926.3036 | 0.16 | 1.3 | 18 | 7 | M31
|  | NL | 129 | 55 | 1193.5 | 2247 | 3440.5 | 895.125 | 7800 | 4676.3036 | 0.48 | 1.3 | 23 | 7 | M23
|  |  | 130 | 55 | 1193.5 | 1859 | 3052.5 | 895.125 | 6454 | 3714.875 | 0.38 | 2.8 | 22 | 8 | M23 | 130
|  | NL | 131 | 55 | 1193.5 | 2608 | 3801.5 | 895.125 | 9053 | 5571.3036 | 0.31 | 1.7 | 23 | 9 | M23
|  | NL | 132 | 55 | 1193.5 | 3515 | 4708.5 | 895.125 | 12200 | 7819.1607 | 0.99 | 1.7 | 26 | 9 | M17
|  |  | 133 | 55 | 1193.5 | 2736 | 3929.5 | 895.125 | 9496 | 5887.7321 | 0.27 | 3.7 | 23 | 10 | M23
|  |  | 134 | 55 | 1193.5 | 3704 | 4897.5 | 895.125 | 12856 | 8287.7321 | 0.83 | 3.7 | 26 | 10 | M17
|  | NL | 135 | 60 | 1302 | 1058 | 2360 | 976.5 | 3672 | 1646.3571 | 1.07 | 4.8 | 25 | 3 | M31
|  |  | 136 | 60 | 1302 | 1122 | 2424 | 976.5 | 3896 | 1806.3571 | 0.54 | 6.1 | 21 | 4 | M31
|  | NL | 137 | 60 | 1302 | 1359 | 2661 | 976.5 | 4717 | 2392.7857 | 0.34 | 7.4 | 20 | 5 | M31
|  |  | 138 | 60 | 1302 | 1234 | 2536 | 976.5 | 4284 | 2083.5 | 0.25 | 8.7 | 19 | 6 | M31
|  |  | 139 | 60 | 1302 | 1733 | 3035 | 976.5 | 6018 | 3322.0714 | 0.75 | 8.7 | 24 | 6 | M23
|  | NL | 140 | 60 | 1302 | 1644 | 2946 | 976.5 | 5708 | 3100.6429 | 0.19 | 1.3 | 19 | 7 | M31
|  | NL | 141 | 60 | 1302 | 2394 | 3696 | 976.5 | 8310 | 4959.2143 | 0.57 | 1.3 | 24 | 7 | M23
|  |  | 142 | 60 | 1302 | 1351 | 2653 | 976.5 | 4691 | 2374.2143 | 0.15 | 2.8 | 19 | 8 | M31
|  |  | 143 | 60 | 1302 | 1988 | 3290 | 976.5 | 6901 | 3952.7857 | 0.45 | 2.8 | 24 | 8 | M23 | 143
|  | NL | 144 | 60 | 1302 | 2797 | 4099 | 976.5 | 9708 | 5957.7857 | 0.37 | 1.7 | 24 | 9 | M23
|  |  | 145 | 60 | 1302 | 2928 | 4230 | 976.5 | 10163 | 6282.7857 | 0.32 | 3.7 | 24 | 10 | M23
|  |  | 146 | 60 | 1302 | 3943 | 5245 | 976.5 | 13688 | 8800.6429 | 0.98 | 3.7 | 27 | 10 | M17
|  |  | 147 | 65 | 1410.5 | 1198 | 2608.5 | 1057.875 | 4161 | 1914.2679 | 0.63 | 6.1 | 22 | 4 | M31
|  | NL | 148 | 65 | 1410.5 | 1449 | 2859.5 | 1057.875 | 5031 | 2535.6964 | 0.4 | 7.4 | 21 | 5 | M31
|  |  | 149 | 65 | 1410.5 | 1308 | 2718.5 | 1057.875 | 4543 | 2187.125 | 0.29 | 8.7 | 20 | 6 | M31
|  |  | 150 | 65 | 1410.5 | 1838 | 3248.5 | 1057.875 | 6380 | 3499.2679 | 0.88 | 8.7 | 25 | 6 | M23
|  | NL | 151 | 65 | 1410.5 | 1747 | 3157.5 | 1057.875 | 6066 | 3274.9821 | 0.22 | 1.3 | 20 | 7 | M31
|  | NL | 152 | 65 | 1410.5 | 2541 | 3951.5 | 1057.875 | 8820 | 5242.125 | 0.67 | 1.3 | 25 | 7 | M23
|  |  | 153 | 65 | 1410.5 | 1424 | 2834.5 | 1057.875 | 4944 | 2473.5536 | 0.18 | 2.8 | 20 | 8 | M31
|  |  | 154 | 65 | 1410.5 | 2117 | 3527.5 | 1057.875 | 7348 | 4190.6964 | 0.53 | 2.8 | 25 | 8 | M23 | 154
|  | NL | 155 | 65 | 1410.5 | 2986 | 4396.5 | 1057.875 | 10364 | 6344.9821 | 0.44 | 1.7 | 25 | 9 | M23
|  |  | 156 | 65 | 1410.5 | 3120 | 4530.5 | 1057.875 | 10830 | 6677.8393 | 0.37 | 3.7 | 25 | 10 | M23
|  |  | 157 | 70 | 1519 | 1275 | 2794 | 1139.25 | 4426 | 2022.1786 | 0.73 | 6.1 | 23 | 4 | M31
|  | NL | 158 | 70 | 1519 | 1539 | 3058 | 1139.25 | 5345 | 2678.6071 | 0.47 | 7.4 | 22 | 5 | M31
|  |  | 159 | 70 | 1519 | 1383 | 2902 | 1139.25 | 4801 | 2290.0357 | 0.33 | 8.7 | 21 | 6 | M31
|  | NL | 160 | 70 | 1519 | 1850 | 3369 | 1139.25 | 6423 | 3448.6071 | 0.25 | 1.3 | 21 | 7 | M31
|  | NL | 161 | 70 | 1519 | 2688 | 4207 | 1139.25 | 9330 | 5525.0357 | 0.77 | 1.3 | 26 | 7 | M23
|  |  | 162 | 70 | 1519 | 1497 | 3016 | 1139.25 | 5196 | 2572.1786 | 0.2 | 2.8 | 21 | 8 | M31 | 162
|  |  | 163 | 70 | 1519 | 2245 | 3764 | 1139.25 | 7794 | 4427.8929 | 0.61 | 2.8 | 26 | 8 | M23 | 163
|  | NL | 164 | 70 | 1519 | 1960 | 3479 | 1139.25 | 6805 | 3721.4643 | 0.17 | 1.7 | 21 | 9 | M31
|  | NL | 165 | 70 | 1519 | 3148 | 4667 | 1139.25 | 10929 | 6667.1786 | 0.51 | 1.7 | 26 | 9 | M23
|  |  | 166 | 70 | 1519 | 3312 | 4831 | 1139.25 | 11497 | 7072.8929 | 0.43 | 3.7 | 26 | 10 | M23
|  |  | 167 | 75 | 1627.5 | 1347 | 2974.5 | 1220.625 | 4677 | 2120.0893 | 0.83 | 6.1 | 24 | 4 | M31
|  | NL | 168 | 75 | 1627.5 | 1630 | 3257.5 | 1220.625 | 5658 | 2820.8036 | 0.53 | 7.4 | 22 | 5 | M31
|  |  | 169 | 75 | 1627.5 | 1458 | 3085.5 | 1220.625 | 5060 | 2393.6607 | 0.38 | 8.7 | 22 | 6 | M31 | 169
|  | NL | 170 | 75 | 1627.5 | 1953 | 3580.5 | 1220.625 | 6781 | 3622.9464 | 0.28 | 1.3 | 21 | 7 | M31
|  | NL | 171 | 75 | 1627.5 | 2828 | 4455.5 | 1220.625 | 9815 | 5790.0893 | 0.88 | 1.3 | 26 | 7 | M23
|  |  | 172 | 75 | 1627.5 | 1570 | 3197.5 | 1220.625 | 5449 | 2671.5179 | 0.23 | 2.8 | 21 | 8 | M31 | 172
|  |  | 173 | 75 | 1627.5 | 2374 | 4001.5 | 1220.625 | 8241 | 4665.8036 | 0.7 | 2.8 | 26 | 8 | M23 | 173
|  | NL | 174 | 75 | 1627.5 | 2061 | 3688.5 | 1220.625 | 7155 | 3890.0893 | 0.19 | 1.7 | 21 | 9 | M31
|  | NL | 175 | 75 | 1627.5 | 3308 | 4935.5 | 1220.625 | 11482 | 6980.8036 | 0.57 | 1.7 | 26 | 9 | M23
|  |  | 176 | 75 | 1627.5 | 3494 | 5121.5 | 1220.625 | 12128 | 7442.2321 | 0.49 | 3.7 | 26 | 10 | M23
|  |  | 177 | 80 | 1736 | 1413 | 3149 | 1302 | 4905 | 2201.5714 | 0.95 | 6.1 | 25 | 4 | M31
|  | NL | 178 | 80 | 1736 | 1716 | 3452 | 1302 | 5956 | 2952.2857 | 0.6 | 7.4 | 23 | 5 | M31
|  |  | 179 | 80 | 1736 | 1532 | 3268 | 1302 | 5319 | 2497.2857 | 0.43 | 8.7 | 23 | 6 | M31 | 179
|  | NL | 180 | 80 | 1736 | 2056 | 3792 | 1302 | 7139 | 3797.2857 | 0.32 | 1.3 | 22 | 7 | M31
|  | NL | 181 | 80 | 1736 | 2957 | 4693 | 1302 | 10264 | 6029.4286 | 1 | 1.3 | 27 | 7 | M23
|  |  | 182 | 80 | 1736 | 1642 | 3378 | 1302 | 5702 | 2770.8571 | 0.26 | 2.8 | 22 | 8 | M31 | 182
|  |  | 183 | 80 | 1736 | 2503 | 4239 | 1302 | 8687 | 4903 | 0.79 | 2.8 | 27 | 8 | M23
|  | NL | 184 | 80 | 1736 | 2162 | 3898 | 1302 | 7506 | 4059.4286 | 0.21 | 1.7 | 22 | 9 | M31
|  | NL | 185 | 80 | 1736 | 3467 | 5203 | 1302 | 12036 | 7295.1429 | 0.65 | 1.7 | 27 | 9 | M23
|  |  | 186 | 80 | 1736 | 2216 | 3952 | 1302 | 7693 | 4193 | 0.18 | 3.7 | 22 | 10 | M31
|  |  | 187 | 80 | 1736 | 3656 | 5392 | 1302 | 12690 | 7762.2857 | 0.55 | 3.7 | 27 | 10 | M23
|  | NL | 188 | 85 | 1844.5 | 1793 | 3637.5 | 1383.375 | 6226 | 3063.7679 | 0.68 | 7.4 | 24 | 5 | M31
|  |  | 189 | 85 | 1844.5 | 1607 | 3451.5 | 1383.375 | 5578 | 2600.9107 | 0.48 | 8.7 | 23 | 6 | M31 | 189
|  | NL | 190 | 85 | 1844.5 | 2159 | 4003.5 | 1383.375 | 7497 | 3971.625 | 0.36 | 1.3 | 23 | 7 | M31
|  |  | 191 | 85 | 1844.5 | 1715 | 3559.5 | 1383.375 | 5955 | 2870.1964 | 0.29 | 2.8 | 23 | 8 | M31 | 191
|  |  | 192 | 85 | 1844.5 | 2621 | 4465.5 | 1383.375 | 9098 | 5115.1964 | 0.89 | 2.8 | 28 | 8 | M23
|  | NL | 193 | 85 | 1844.5 | 2263 | 4107.5 | 1383.375 | 7856 | 4228.0536 | 0.24 | 1.7 | 23 | 9 | M31
|  | NL | 194 | 85 | 1844.5 | 3627 | 5471.5 | 1383.375 | 12590 | 7609.4821 | 0.74 | 1.7 | 28 | 9 | M23
|  |  | 195 | 85 | 1844.5 | 2316 | 4160.5 | 1383.375 | 8039 | 4358.7679 | 0.2 | 3.7 | 23 | 10 | M31
|  |  | 196 | 85 | 1844.5 | 3818 | 5662.5 | 1383.375 | 13252 | 8082.3393 | 0.62 | 3.7 | 28 | 10 | M23
|  | NL | 197 | 90 | 1953 | 1871 | 3824 | 1464.75 | 6496 | 3175.25 | 0.76 | 7.4 | 25 | 5 | M31
|  |  | 198 | 90 | 1953 | 1681 | 3634 | 1464.75 | 5837 | 2704.5357 | 0.54 | 8.7 | 24 | 6 | M31 | 198
|  | NL | 199 | 90 | 1953 | 2263 | 4216 | 1464.75 | 7854 | 4145.25 | 0.41 | 1.3 | 24 | 7 | M31
|  |  | 200 | 90 | 1953 | 1788 | 3741 | 1464.75 | 6207 | 2968.8214 | 0.32 | 2.8 | 24 | 8 | M31 | 200
|  |  | 201 | 90 | 1953 | 2730 | 4683 | 1464.75 | 9478 | 5305.25 | 1 | 2.8 | 29 | 8 | M23
|  | NL | 202 | 90 | 1953 | 2364 | 4317 | 1464.75 | 8206 | 4396.6786 | 0.27 | 1.7 | 24 | 9 | M31
|  | NL | 203 | 90 | 1953 | 3786 | 5739 | 1464.75 | 13143 | 7923.1071 | 0.82 | 1.7 | 29 | 9 | M23
|  |  | 204 | 90 | 1953 | 2415 | 4368 | 1464.75 | 8385 | 4524.5357 | 0.23 | 3.7 | 24 | 10 | M31
|  |  | 205 | 90 | 1953 | 3979 | 5932 | 1464.75 | 13813 | 8401.6786 | 0.7 | 3.7 | 29 | 10 | M23
|  | NL | 206 | 95 | 2061.5 | 1949 | 4010.5 | 1546.125 | 6766 | 3286.7321 | 0.85 | 7.4 | 25 | 5 | M31
|  |  | 207 | 95 | 2061.5 | 1756 | 3817.5 | 1546.125 | 6096 | 2808.1607 | 0.6 | 8.7 | 25 | 6 | M31 | 207
|  | NL | 208 | 95 | 2061.5 | 2366 | 4427.5 | 1546.125 | 8212 | 4319.5893 | 0.45 | 1.3 | 24 | 7 | M31
|  |  | 209 | 95 | 2061.5 | 1861 | 3922.5 | 1546.125 | 6460 | 3068.1607 | 0.36 | 2.8 | 24 | 8 | M31 | 209
|  | NL | 210 | 95 | 2061.5 | 2465 | 4526.5 | 1546.125 | 8557 | 4566.0179 | 0.3 | 1.7 | 24 | 9 | M31
|  | NL | 211 | 95 | 2061.5 | 3933 | 5994.5 | 1546.125 | 13651 | 8204.5893 | 0.92 | 1.7 | 29 | 9 | M23
|  |  | 212 | 95 | 2061.5 | 2515 | 4576.5 | 1546.125 | 8730 | 4689.5893 | 0.25 | 3.7 | 25 | 10 | M31
|  |  | 213 | 95 | 2061.5 | 4141 | 6202.5 | 1546.125 | 14375 | 8721.7321 | 0.78 | 3.7 | 30 | 10 | M23
|  | NL | 214 | 100 | 2170 | 2027 | 4197 | 1627.5 | 7037 | 3398.9286 | 0.94 | 7.4 | 26 | 5 | M31
|  |  | 215 | 100 | 2170 | 1831 | 4001 | 1627.5 | 6355 | 2911.7857 | 0.66 | 8.7 | 25 | 6 | M31 | 215
|  | NL | 216 | 100 | 2170 | 2459 | 4629 | 1627.5 | 8536 | 4469.6429 | 0.5 | 1.3 | 25 | 7 | M31
|  |  | 217 | 100 | 2170 | 1934 | 4104 | 1627.5 | 6713 | 3167.5 | 0.4 | 2.8 | 25 | 8 | M31 | 217
|  | NL | 218 | 100 | 2170 | 2566 | 4736 | 1627.5 | 8907 | 4734.6429 | 0.33 | 1.7 | 25 | 9 | M31
|  | NL | 219 | 100 | 2170 | 4072 | 6242 | 1627.5 | 14133 | 8467.5 | 1.02 | 1.7 | 30 | 9 | M23
|  |  | 220 | 100 | 2170 | 2615 | 4785 | 1627.5 | 9076 | 4855.3571 | 0.28 | 3.7 | 25 | 10 | M31
|  |  | 221 | 100 | 2170 | 4303 | 6473 | 1627.5 | 14937 | 9041.7857 | 0.86 | 3.7 | 30 | 10 | M23
|  |  | 222 | 105 | 2278.5 | 1905 | 4183.5 | 1708.875 | 6614 | 3015.4107 | 0.73 | 8.7 | 26 | 6 | M31
|  | NL | 223 | 105 | 2278.5 | 2547 | 4825.5 | 1708.875 | 8841 | 4606.125 | 0.55 | 1.3 | 26 | 7 | M31
|  |  | 224 | 105 | 2278.5 | 2007 | 4285.5 | 1708.875 | 6966 | 3266.8393 | 0.44 | 2.8 | 26 | 8 | M31 | 224
|  | NL | 225 | 105 | 2278.5 | 2667 | 4945.5 | 1708.875 | 9258 | 4903.9821 | 0.36 | 1.7 | 26 | 9 | M31
|  | NL | 226 | 105 | 2278.5 | 4211 | 6489.5 | 1708.875 | 14616 | 8731.125 | 1.12 | 1.7 | 31 | 9 | M23
|  |  | 227 | 105 | 2278.5 | 2714 | 4992.5 | 1708.875 | 9422 | 5021.125 | 0.31 | 3.7 | 26 | 10 | M31
|  |  | 228 | 105 | 2278.5 | 4455 | 6733.5 | 1708.875 | 15464 | 9336.8393 | 0.95 | 3.7 | 31 | 10 | M23
|  |  | 229 | 110 | 2387 | 1980 | 4367 | 1790.25 | 6873 | 3119.0357 | 0.8 | 8.7 | 27 | 6 | M31
|  | NL | 230 | 110 | 2387 | 2635 | 5022 | 1790.25 | 9146 | 4742.6071 | 0.61 | 1.3 | 26 | 7 | M31
|  |  | 231 | 110 | 2387 | 2079 | 4466 | 1790.25 | 7218 | 3365.4643 | 0.48 | 2.8 | 26 | 8 | M31 | 231
|  | NL | 232 | 110 | 2387 | 2768 | 5155 | 1790.25 | 9608 | 5072.6071 | 0.4 | 1.7 | 26 | 9 | M31
|  |  | 233 | 110 | 2387 | 2814 | 5201 | 1790.25 | 9768 | 5186.8929 | 0.34 | 3.7 | 26 | 10 | M31
|  |  | 234 | 110 | 2387 | 4595 | 6982 | 1790.25 | 15952 | 9604.0357 | 1.04 | 3.7 | 31 | 10 | M23
|  |  | 235 | 115 | 2495.5 | 2053 | 4548.5 | 1871.625 | 7128 | 3219.8036 | 0.87 | 8.7 | 27 | 6 | M31
|  | NL | 236 | 115 | 2495.5 | 2723 | 5218.5 | 1871.625 | 9452 | 4879.8036 | 0.66 | 1.3 | 27 | 7 | M31
|  |  | 237 | 115 | 2495.5 | 2152 | 4647.5 | 1871.625 | 7471 | 3464.8036 | 0.53 | 2.8 | 27 | 8 | M31 | 237
|  | NL | 238 | 115 | 2495.5 | 2869 | 5364.5 | 1871.625 | 9959 | 5241.9464 | 0.43 | 1.7 | 27 | 9 | M31
|  |  | 239 | 115 | 2495.5 | 2913 | 5408.5 | 1871.625 | 10114 | 5352.6607 | 0.37 | 3.7 | 27 | 10 | M31
|  |  | 240 | 115 | 2495.5 | 4736 | 7231.5 | 1871.625 | 16439 | 9870.5179 | 1.13 | 3.7 | 32 | 10 | M23
|  |  | 241 | 120 | 2604 | 2117 | 4721 | 1953 | 7350 | 3297 | 0.95 | 8.7 | 28 | 6 | M31
|  | NL | 242 | 120 | 2604 | 2811 | 5415 | 1953 | 9757 | 5016.2857 | 0.72 | 1.3 | 27 | 7 | M31
|  |  | 243 | 120 | 2604 | 2225 | 4829 | 1953 | 7724 | 3564.1429 | 0.57 | 2.8 | 27 | 8 | M31 | 243
|  | NL | 244 | 120 | 2604 | 2970 | 5574 | 1953 | 10309 | 5410.5714 | 0.47 | 1.7 | 27 | 9 | M31
|  |  | 245 | 120 | 2604 | 3013 | 5617 | 1953 | 10459 | 5517.7143 | 0.4 | 3.7 | 27 | 10 | M31
|  | NL | 246 | 125 | 2712.5 | 2899 | 5611.5 | 2034.375 | 10062 | 5152.7679 | 0.78 | 1.3 | 28 | 7 | M31
|  |  | 247 | 125 | 2712.5 | 2298 | 5010.5 | 2034.375 | 7977 | 3663.4821 | 0.62 | 2.8 | 28 | 8 | M31 | 247
|  | NL | 248 | 125 | 2712.5 | 3071 | 5783.5 | 2034.375 | 10659 | 5579.1964 | 0.51 | 1.7 | 28 | 9 | M31
|  |  | 249 | 125 | 2712.5 | 3113 | 5825.5 | 2034.375 | 10805 | 5683.4821 | 0.43 | 3.7 | 28 | 10 | M31
|  | NL | 250 | 130 | 2821 | 2986 | 5807 | 2115.75 | 10367 | 5289.25 | 0.84 | 1.3 | 28 | 7 | M31
|  |  | 251 | 130 | 2821 | 2371 | 5192 | 2115.75 | 8229 | 3762.1071 | 0.67 | 2.8 | 28 | 8 | M31 | 251
|  | NL | 252 | 130 | 2821 | 3160 | 5981 | 2115.75 | 10971 | 5720.6786 | 0.55 | 1.7 | 28 | 9 | M31
|  |  | 253 | 130 | 2821 | 3212 | 6033 | 2115.75 | 11151 | 5849.25 | 0.47 | 3.7 | 28 | 10 | M31
|  | NL | 254 | 135 | 2929.5 | 3074 | 6003.5 | 2197.125 | 10672 | 5425.7321 | 0.91 | 1.3 | 29 | 7 | M31
|  |  | 255 | 135 | 2929.5 | 2443 | 5372.5 | 2197.125 | 8482 | 3861.4464 | 0.72 | 2.8 | 29 | 8 | M31
|  | NL | 256 | 135 | 2929.5 | 3246 | 6175.5 | 2197.125 | 11267 | 5850.7321 | 0.59 | 1.7 | 29 | 9 | M31
|  |  | 257 | 135 | 2929.5 | 3312 | 6241.5 | 2197.125 | 11497 | 6015.0179 | 0.5 | 3.7 | 29 | 10 | M31
|  | NL | 258 | 140 | 3038 | 3153 | 6191 | 2278.5 | 10944 | 5538.6429 | 0.98 | 1.3 | 29 | 7 | M31
|  |  | 259 | 140 | 3038 | 2516 | 5554 | 2278.5 | 8735 | 3960.7857 | 0.78 | 2.8 | 29 | 8 | M31
|  | NL | 260 | 140 | 3038 | 3331 | 6369 | 2278.5 | 11563 | 5980.7857 | 0.64 | 1.7 | 29 | 9 | M31
|  |  | 261 | 140 | 3038 | 3412 | 6450 | 2278.5 | 11842 | 6180.0714 | 0.54 | 3.7 | 29 | 10 | M31
|  |  | 262 | 145 | 3146.5 | 2589 | 5735.5 | 2359.875 | 8988 | 4060.125 | 0.83 | 2.8 | 30 | 8 | M31
|  | NL | 263 | 145 | 3146.5 | 3416 | 6562.5 | 2359.875 | 11859 | 6110.8393 | 0.68 | 1.7 | 30 | 9 | M31
|  |  | 264 | 145 | 3146.5 | 3500 | 6646.5 | 2359.875 | 12149 | 6317.9821 | 0.58 | 3.7 | 30 | 10 | M31
|  |  | 265 | 150 | 3255 | 2662 | 5917 | 2441.25 | 9240 | 4158.75 | 0.89 | 2.8 | 30 | 8 | M31
|  | NL | 266 | 150 | 3255 | 3502 | 6757 | 2441.25 | 12155 | 6240.8929 | 0.73 | 1.7 | 30 | 9 | M31
|  |  | 267 | 150 | 3255 | 3584 | 6839 | 2441.25 | 12440 | 6444.4643 | 0.62 | 3.7 | 30 | 10 | M31
|  |  | 268 | 155 | 3363.5 | 2735 | 6098.5 | 2522.625 | 9493 | 4258.0893 | 0.95 | 2.8 | 30 | 8 | M31
|  | NL | 269 | 155 | 3363.5 | 3587 | 6950.5 | 2522.625 | 12451 | 6370.9464 | 0.78 | 1.7 | 31 | 9 | M31
|  |  | 270 | 155 | 3363.5 | 3668 | 7031.5 | 2522.625 | 12732 | 6571.6607 | 0.66 | 3.7 | 31 | 10 | M31
|  |  | 271 | 160 | 3472 | 2799 | 6271 | 2604 | 9718 | 4337.4286 | 1.01 | 2.8 | 31 | 8 | M31
|  | NL | 272 | 160 | 3472 | 3672 | 7144 | 2604 | 12747 | 6501 | 0.83 | 1.7 | 31 | 9 | M31
|  |  | 273 | 160 | 3472 | 3752 | 7224 | 2604 | 13023 | 6698.1429 | 0.71 | 3.7 | 31 | 10 | M31
|  | NL | 274 | 165 | 3580.5 | 3757 | 7337.5 | 2685.375 | 13042 | 6630.3393 | 0.89 | 1.7 | 31 | 9 | M31
|  |  | 275 | 165 | 3580.5 | 3836 | 7416.5 | 2685.375 | 13314 | 6824.625 | 0.75 | 3.7 | 32 | 10 | M31
|  | NL | 276 | 170 | 3689 | 3843 | 7532 | 2766.75 | 13338 | 6760.3929 | 0.94 | 1.7 | 32 | 9 | M31
|  |  | 277 | 170 | 3689 | 3919 | 7608 | 2766.75 | 13605 | 6951.1071 | 0.8 | 3.7 | 32 | 10 | M31
|  | NL | 278 | 175 | 3797.5 | 3928 | 7725.5 | 2848.125 | 13634 | 6890.4464 | 1 | 1.7 | 32 | 9 | M31
|  |  | 279 | 175 | 3797.5 | 4003 | 7800.5 | 2848.125 | 13896 | 7077.5893 | 0.84 | 3.7 | 32 | 10 | M31
|  |  | 280 | 180 | 3906 | 4087 | 7993 | 2929.5 | 14188 | 7204.7857 | 0.89 | 3.7 | 33 | 10 | M31
|  |  | 281 | 185 | 4014.5 | 4171 | 8185.5 | 3010.875 | 14479 | 7331.2679 | 0.94 | 3.7 | 33 | 10 | M31
|  |  | 282 | 190 | 4123 | 4255 | 8378 | 3092.25 | 14770 | 7457.75 | 0.99 | 3.7 | 33 | 10 | M31
|  |  | 283 | 195 | 4231.5 | 4339 | 8570.5 | 3173.625 | 15061 | 7584.2321 | 1.05 | 3.7 | 34 | 10 | M31
|  |  | 1 | 5 | 108.5 | 218 | 326.5 | 81.375 | 724 | 435.7679 | 0.23 | 2.5 | 15 | 2 | M17
|  |  | 2 | 5 | 108.5 | 237 | 345.5 | 81.375 | 787 | 480.7679 | 0.55 | 2.5 | 15 | 2 | M13
|  |  | 3 | 10 | 217 | 269 | 486 | 162.75 | 896 | 477.25 | 0.27 | 2.5 | 15 | 2 | M23
|  | NL | 4 | 10 | 217 | 413 | 630 | 162.75 | 1371 | 816.5357 | 0.32 | 3.5 | 15 | 3 | M17
|  | NL | 5 | 10 | 217 | 450 | 667 | 162.75 | 1496 | 905.8214 | 0.76 | 3.5 | 17 | 3 | M13
|  |  | 6 | 10 | 217 | 489 | 706 | 162.75 | 1623 | 996.5357 | 0.38 | 4.5 | 15 | 4 | M13
|  | NL | 7 | 10 | 217 | 575 | 792 | 162.75 | 1910 | 1201.5357 | 0.24 | 5.5 | 15 | 5 | M13
|  |  | 8 | 10 | 217 | 574 | 791 | 162.75 | 1909 | 1200.8214 | 0.17 | 6.6 | 15 | 6 | M13
|  | NL | 9 | 10 | 217 | 765 | 982 | 162.75 | 2540 | 1651.5357 | 0.13 | 7.6 | 15 | 7 | M13
|  |  | 10 | 15 | 325.5 | 266 | 591.5 | 244.125 | 883 | 386.5893 | 0.2 | 2.5 | 15 | 2 | M31
|  |  | 11 | 15 | 325.5 | 373 | 698.5 | 244.125 | 1241 | 642.3036 | 0.61 | 2.5 | 18 | 2 | M23
|  | NL | 12 | 15 | 325.5 | 412 | 737.5 | 244.125 | 1369 | 733.7321 | 0.21 | 3.5 | 15 | 3 | M23
|  | NL | 13 | 15 | 325.5 | 569 | 894.5 | 244.125 | 1891 | 1106.5893 | 0.71 | 3.5 | 17 | 3 | M17
|  |  | 14 | 15 | 325.5 | 605 | 930.5 | 244.125 | 2010 | 1191.5893 | 0.36 | 4.5 | 15 | 4 | M17
|  | NL | 15 | 15 | 325.5 | 694 | 1019.5 | 244.125 | 2305 | 1402.3036 | 0.23 | 5.5 | 15 | 5 | M17
|  | NL | 16 | 15 | 325.5 | 766 | 1091.5 | 244.125 | 2543 | 1572.3036 | 0.54 | 5.5 | 18 | 5 | M13
|  |  | 17 | 15 | 325.5 | 687 | 1012.5 | 244.125 | 2282 | 1385.875 | 0.16 | 6.6 | 15 | 6 | M17
|  |  | 18 | 15 | 325.5 | 742 | 1067.5 | 244.125 | 2467 | 1518.0179 | 0.38 | 6.6 | 17 | 6 | M13
|  | NL | 19 | 15 | 325.5 | 995 | 1320.5 | 244.125 | 3305 | 2116.5893 | 0.28 | 7.6 | 16 | 7 | M13
|  |  | 20 | 15 | 325.5 | 906 | 1231.5 | 244.125 | 3010 | 1905.875 | 0.22 | 8.5 | 15 | 8 | M13
|  | NL | 21 | 15 | 325.5 | 1204 | 1529.5 | 244.125 | 3999 | 2612.3036 | 0.18 | 9.6 | 15 | 9 | M13
|  |  | 22 | 15 | 325.5 | 1293 | 1618.5 | 244.125 | 4296 | 2824.4464 | 0.15 | 1.4 | 15 | 10 | M13
|  |  | 23 | 20 | 434 | 330 | 764 | 325.5 | 1097 | 458.0714 | 0.35 | 2.5 | 16 | 2 | M31
|  | NL | 24 | 20 | 434 | 516 | 950 | 325.5 | 1714 | 898.7857 | 0.37 | 3.5 | 16 | 3 | M23
|  |  | 25 | 20 | 434 | 553 | 987 | 325.5 | 1838 | 987.3571 | 0.19 | 4.5 | 15 | 4 | M23
|  |  | 26 | 20 | 434 | 759 | 1193 | 325.5 | 2522 | 1475.9286 | 0.63 | 4.5 | 17 | 4 | M17
|  | NL | 27 | 20 | 434 | 861 | 1295 | 325.5 | 2862 | 1718.7857 | 0.4 | 5.5 | 16 | 5 | M17
|  |  | 28 | 20 | 434 | 838 | 1272 | 325.5 | 2782 | 1661.6429 | 0.29 | 6.6 | 15 | 6 | M17
|  |  | 29 | 20 | 434 | 911 | 1345 | 325.5 | 3025 | 1835.2143 | 0.68 | 6.6 | 21 | 6 | M13
|  | NL | 30 | 20 | 434 | 1226 | 1660 | 325.5 | 4071 | 2582.3571 | 0.5 | 7.6 | 20 | 7 | M13
|  |  | 31 | 20 | 434 | 1018 | 1452 | 325.5 | 3382 | 2090.2143 | 0.17 | 8.5 | 15 | 8 | M17
|  |  | 32 | 20 | 434 | 1086 | 1520 | 325.5 | 3606 | 2250.2143 | 0.39 | 8.5 | 19 | 8 | M13
|  | NL | 33 | 20 | 434 | 1366 | 1800 | 325.5 | 4538 | 2915.9286 | 0.14 | 9.6 | 15 | 9 | M17
|  | NL | 34 | 20 | 434 | 1459 | 1893 | 325.5 | 4846 | 3135.9286 | 0.31 | 9.6 | 18 | 9 | M13
|  |  | 35 | 20 | 434 | 1553 | 1987 | 325.5 | 5157 | 3358.0714 | 0.26 | 1.4 | 18 | 10 | M13
|  |  | 36 | 25 | 542.5 | 394 | 936.5 | 406.875 | 1310 | 528.8393 | 0.54 | 2.5 | 19 | 2 | M31
|  | NL | 37 | 25 | 542.5 | 440 | 982.5 | 406.875 | 1462 | 637.4107 | 0.19 | 3.5 | 15 | 3 | M31
|  | NL | 38 | 25 | 542.5 | 620 | 1162.5 | 406.875 | 2059 | 1063.8393 | 0.58 | 3.5 | 19 | 3 | M23
|  |  | 39 | 25 | 542.5 | 655 | 1197.5 | 406.875 | 2177 | 1148.125 | 0.29 | 4.5 | 15 | 4 | M23
|  | NL | 40 | 25 | 542.5 | 776 | 1318.5 | 406.875 | 2579 | 1435.2679 | 0.19 | 5.5 | 15 | 5 | M23
|  | NL | 41 | 25 | 542.5 | 1029 | 1571.5 | 406.875 | 3418 | 2034.5536 | 0.63 | 5.5 | 19 | 5 | M17
|  |  | 42 | 25 | 542.5 | 737 | 1279.5 | 406.875 | 2449 | 1342.4107 | 0.13 | 6.6 | 15 | 6 | M23
|  |  | 43 | 25 | 542.5 | 988 | 1530.5 | 406.875 | 3282 | 1937.4107 | 0.44 | 6.6 | 18 | 6 | M17
|  | NL | 44 | 25 | 542.5 | 1456 | 1998.5 | 406.875 | 4836 | 3047.4107 | 0.78 | 7.6 | 22 | 7 | M13
|  |  | 45 | 25 | 542.5 | 1181 | 1723.5 | 406.875 | 3923 | 2395.2679 | 0.26 | 8.5 | 17 | 8 | M17
|  |  | 46 | 25 | 542.5 | 1265 | 1807.5 | 406.875 | 4202 | 2594.5536 | 0.61 | 8.5 | 22 | 8 | M13
|  | NL | 47 | 25 | 542.5 | 1598 | 2140.5 | 406.875 | 5307 | 3383.8393 | 0.21 | 9.6 | 16 | 9 | M17
|  | NL | 48 | 25 | 542.5 | 1714 | 2256.5 | 406.875 | 5692 | 3658.8393 | 0.49 | 9.6 | 21 | 9 | M13
|  |  | 49 | 25 | 542.5 | 1694 | 2236.5 | 406.875 | 5627 | 3612.4107 | 0.17 | 1.4 | 16 | 10 | M17
|  |  | 50 | 25 | 542.5 | 1812 | 2354.5 | 406.875 | 6018 | 3891.6964 | 0.4 | 1.4 | 21 | 10 | M13
|  |  | 51 | 30 | 651 | 459 | 1110 | 488.25 | 1524 | 600.3214 | 0.77 | 2.5 | 21 | 2 | M31
|  | NL | 52 | 30 | 651 | 504 | 1155 | 488.25 | 1675 | 708.1786 | 0.27 | 3.5 | 16 | 3 | M31
|  | NL | 53 | 30 | 651 | 716 | 1367 | 488.25 | 2379 | 1211.0357 | 0.84 | 3.5 | 21 | 3 | M23
|  |  | 54 | 30 | 651 | 550 | 1201 | 488.25 | 1826 | 816.0357 | 0.14 | 4.5 | 15 | 4 | M31
|  |  | 55 | 30 | 651 | 758 | 1409 | 488.25 | 2517 | 1309.6071 | 0.42 | 4.5 | 17 | 4 | M23
|  | NL | 56 | 30 | 651 | 893 | 1544 | 488.25 | 2966 | 1630.3214 | 0.27 | 5.5 | 16 | 5 | M23
|  | NL | 57 | 30 | 651 | 1193 | 1844 | 488.25 | 3964 | 2343.1786 | 0.9 | 5.5 | 21 | 5 | M17
|  |  | 58 | 30 | 651 | 837 | 1488 | 488.25 | 2780 | 1497.4643 | 0.19 | 6.6 | 15 | 6 | M23
|  |  | 59 | 30 | 651 | 1139 | 1790 | 488.25 | 3782 | 2213.1786 | 0.64 | 6.6 | 20 | 6 | M17
|  | NL | 60 | 30 | 651 | 1160 | 1811 | 488.25 | 3852 | 2263.1786 | 0.15 | 7.6 | 15 | 7 | M23
|  | NL | 61 | 30 | 651 | 1555 | 2206 | 488.25 | 5164 | 3200.3214 | 0.47 | 7.6 | 19 | 7 | M17
|  |  | 62 | 30 | 651 | 1344 | 1995 | 488.25 | 4463 | 2699.6071 | 0.37 | 8.5 | 19 | 8 | M17
|  |  | 63 | 30 | 651 | 1445 | 2096 | 488.25 | 4798 | 2938.8929 | 0.87 | 8.5 | 24 | 8 | M13
|  | NL | 64 | 30 | 651 | 1830 | 2481 | 488.25 | 6077 | 3852.4643 | 0.3 | 9.6 | 18 | 9 | M17
|  | NL | 65 | 30 | 651 | 1969 | 2620 | 488.25 | 6539 | 4182.4643 | 0.7 | 9.6 | 24 | 9 | M13
|  |  | 66 | 30 | 651 | 1930 | 2581 | 488.25 | 6409 | 4089.6071 | 0.25 | 1.4 | 18 | 10 | M17
|  |  | 67 | 30 | 651 | 2071 | 2722 | 488.25 | 6879 | 4425.3214 | 0.58 | 1.4 | 23 | 10 | M13
|  |  | 68 | 35 | 759.5 | 517 | 1276.5 | 569.625 | 1719 | 658.2321 | 1.05 | 2.5 | 23 | 2 | M31
|  | NL | 69 | 35 | 759.5 | 568 | 1327.5 | 569.625 | 1889 | 779.6607 | 0.37 | 3.5 | 18 | 3 | M31
|  |  | 70 | 35 | 759.5 | 613 | 1372.5 | 569.625 | 2036 | 884.6607 | 0.19 | 4.5 | 15 | 4 | M31
|  |  | 71 | 35 | 759.5 | 860 | 1619.5 | 569.625 | 2856 | 1470.375 | 0.57 | 4.5 | 19 | 4 | M23
|  | NL | 72 | 35 | 759.5 | 1010 | 1769.5 | 569.625 | 3353 | 1825.375 | 0.36 | 5.5 | 18 | 5 | M23
|  |  | 73 | 35 | 759.5 | 937 | 1696.5 | 569.625 | 3112 | 1653.2321 | 0.26 | 6.6 | 17 | 6 | M23
|  |  | 74 | 35 | 759.5 | 1289 | 2048.5 | 569.625 | 4282 | 2488.9464 | 0.87 | 6.6 | 22 | 6 | M17
|  | NL | 75 | 35 | 759.5 | 1302 | 2061.5 | 569.625 | 4326 | 2520.375 | 0.2 | 7.6 | 17 | 7 | M23
|  | NL | 76 | 35 | 759.5 | 1763 | 2522.5 | 569.625 | 5857 | 3613.9464 | 0.64 | 7.6 | 21 | 7 | M17
|  |  | 77 | 35 | 759.5 | 1114 | 1873.5 | 569.625 | 3699 | 2072.5179 | 0.16 | 8.5 | 17 | 8 | M23
|  |  | 78 | 35 | 759.5 | 1506 | 2265.5 | 569.625 | 5003 | 3003.9464 | 0.5 | 8.5 | 21 | 8 | M17
|  | NL | 79 | 35 | 759.5 | 2061 | 2820.5 | 569.625 | 6847 | 4321.0893 | 0.41 | 9.6 | 20 | 9 | M17
|  | NL | 80 | 35 | 759.5 | 2224 | 2983.5 | 569.625 | 7385 | 4705.375 | 0.95 | 9.6 | 26 | 9 | M13
|  |  | 81 | 35 | 759.5 | 2166 | 2925.5 | 569.625 | 7192 | 4567.5179 | 0.34 | 1.4 | 20 | 10 | M17
|  |  | 82 | 35 | 759.5 | 2331 | 3090.5 | 569.625 | 7740 | 4958.9464 | 0.79 | 1.4 | 25 | 10 | M13
|  | NL | 83 | 40 | 868 | 633 | 1501 | 651 | 2102 | 850.4286 | 0.48 | 3.5 | 19 | 3 | M31
|  |  | 84 | 40 | 868 | 676 | 1544 | 651 | 2246 | 953.2857 | 0.24 | 4.5 | 16 | 4 | M31
|  |  | 85 | 40 | 868 | 958 | 1826 | 651 | 3181 | 1621.1429 | 0.75 | 4.5 | 21 | 4 | M23
|  | NL | 86 | 40 | 868 | 826 | 1694 | 651 | 2744 | 1309 | 0.16 | 5.5 | 15 | 5 | M31
|  | NL | 87 | 40 | 868 | 1126 | 1994 | 651 | 3741 | 2021.1429 | 0.47 | 5.5 | 20 | 5 | M23
|  |  | 88 | 40 | 868 | 1037 | 1905 | 651 | 3443 | 1808.2857 | 0.34 | 6.6 | 19 | 6 | M23
|  | NL | 89 | 40 | 868 | 1445 | 2313 | 651 | 4800 | 2777.5714 | 0.26 | 7.6 | 18 | 7 | M23
|  | NL | 90 | 40 | 868 | 1945 | 2813 | 651 | 6461 | 3964 | 0.84 | 7.6 | 23 | 7 | M17
|  |  | 91 | 40 | 868 | 1220 | 2088 | 651 | 4053 | 2244 | 0.2 | 8.5 | 18 | 8 | M23
|  |  | 92 | 40 | 868 | 1669 | 2537 | 651 | 5543 | 3308.2857 | 0.65 | 8.5 | 23 | 8 | M17
|  | NL | 93 | 40 | 868 | 1691 | 2559 | 651 | 5615 | 3359.7143 | 0.17 | 9.6 | 18 | 9 | M23
|  | NL | 94 | 40 | 868 | 2293 | 3161 | 651 | 7616 | 4789 | 0.53 | 9.6 | 22 | 9 | M17
|  |  | 95 | 40 | 868 | 2401 | 3269 | 651 | 7975 | 5045.4286 | 0.44 | 1.4 | 22 | 10 | M17
|  | NL | 96 | 45 | 976.5 | 697 | 1673.5 | 732.375 | 2315 | 921.1964 | 0.6 | 3.5 | 21 | 3 | M31
|  |  | 97 | 45 | 976.5 | 739 | 1715.5 | 732.375 | 2456 | 1021.9107 | 0.31 | 4.5 | 17 | 4 | M31
|  | NL | 98 | 45 | 976.5 | 901 | 1877.5 | 732.375 | 2992 | 1404.7679 | 0.2 | 5.5 | 16 | 5 | M31
|  | NL | 99 | 45 | 976.5 | 1235 | 2211.5 | 732.375 | 4102 | 2197.625 | 0.6 | 5.5 | 21 | 5 | M23
|  |  | 100 | 45 | 976.5 | 836 | 1812.5 | 732.375 | 2779 | 1252.625 | 0.14 | 6.6 | 16 | 6 | M31
|  |  | 101 | 45 | 976.5 | 1136 | 2112.5 | 732.375 | 3775 | 1964.0536 | 0.42 | 6.6 | 20 | 6 | M23
|  | NL | 102 | 45 | 976.5 | 1588 | 2564.5 | 732.375 | 5273 | 3034.0536 | 0.32 | 7.6 | 20 | 7 | M23
|  |  | 103 | 45 | 976.5 | 1327 | 2303.5 | 732.375 | 4407 | 2415.4821 | 0.26 | 8.5 | 20 | 8 | M23
|  |  | 104 | 45 | 976.5 | 1832 | 2808.5 | 732.375 | 6083 | 3612.625 | 0.83 | 8.5 | 24 | 8 | M17
|  | NL | 105 | 45 | 976.5 | 1847 | 2823.5 | 732.375 | 6135 | 3649.7679 | 0.21 | 9.6 | 20 | 9 | M23
|  | NL | 106 | 45 | 976.5 | 2520 | 3496.5 | 732.375 | 8368 | 5244.7679 | 0.67 | 9.6 | 24 | 9 | M17
|  |  | 107 | 45 | 976.5 | 1948 | 2924.5 | 732.375 | 6468 | 3887.625 | 0.18 | 1.4 | 20 | 10 | M23
|  |  | 108 | 45 | 976.5 | 2637 | 3613.5 | 732.375 | 8758 | 5523.3393 | 0.56 | 1.4 | 23 | 10 | M17
|  | NL | 109 | 50 | 1085 | 761 | 1846 | 813.75 | 2529 | 992.6786 | 0.74 | 3.5 | 22 | 3 | M31
|  |  | 110 | 50 | 1085 | 803 | 1888 | 813.75 | 2667 | 1091.25 | 0.38 | 4.5 | 19 | 4 | M31
|  | NL | 111 | 50 | 1085 | 976 | 2061 | 813.75 | 3241 | 1501.25 | 0.24 | 5.5 | 17 | 5 | M31
|  | NL | 112 | 50 | 1085 | 1336 | 2421 | 813.75 | 4436 | 2354.8214 | 0.74 | 5.5 | 22 | 5 | M23
|  |  | 113 | 50 | 1085 | 898 | 1983 | 813.75 | 2984 | 1317.6786 | 0.17 | 6.6 | 17 | 6 | M31
|  |  | 114 | 50 | 1085 | 1236 | 2321 | 813.75 | 4106 | 2119.1071 | 0.52 | 6.6 | 22 | 6 | M23
|  | NL | 115 | 50 | 1085 | 1730 | 2815 | 813.75 | 5747 | 3291.25 | 0.4 | 7.6 | 21 | 7 | M23
|  |  | 116 | 50 | 1085 | 1433 | 2518 | 813.75 | 4761 | 2586.9643 | 0.32 | 8.5 | 21 | 8 | M23
|  |  | 117 | 50 | 1085 | 1994 | 3079 | 813.75 | 6623 | 3916.9643 | 1.02 | 8.5 | 25 | 8 | M17
|  | NL | 118 | 50 | 1085 | 2004 | 3089 | 813.75 | 6654 | 3939.1071 | 0.26 | 9.6 | 21 | 9 | M23
|  | NL | 119 | 50 | 1085 | 2715 | 3800 | 813.75 | 9018 | 5627.6786 | 0.82 | 9.6 | 25 | 9 | M17
|  |  | 120 | 50 | 1085 | 2107 | 3192 | 813.75 | 6997 | 4184.1071 | 0.22 | 1.4 | 22 | 10 | M23
|  |  | 121 | 50 | 1085 | 2869 | 3954 | 813.75 | 9528 | 5991.9643 | 0.68 | 1.4 | 25 | 10 | M17
|  | NL | 122 | 55 | 1193.5 | 820 | 2013.5 | 895.125 | 2725 | 1051.3036 | 0.9 | 3.5 | 24 | 3 | M31
|  |  | 123 | 55 | 1193.5 | 866 | 2059.5 | 895.125 | 2877 | 1159.875 | 0.45 | 4.5 | 20 | 4 | M31
|  | NL | 124 | 55 | 1193.5 | 1051 | 2244.5 | 895.125 | 3490 | 1597.7321 | 0.29 | 5.5 | 19 | 5 | M31
|  | NL | 125 | 55 | 1193.5 | 1436 | 2629.5 | 895.125 | 4770 | 2512.0179 | 0.89 | 5.5 | 24 | 5 | M23
|  |  | 126 | 55 | 1193.5 | 960 | 2153.5 | 895.125 | 3189 | 1382.7321 | 0.21 | 6.6 | 18 | 6 | M31
|  |  | 127 | 55 | 1193.5 | 1336 | 2529.5 | 895.125 | 4437 | 2274.1607 | 0.63 | 6.6 | 23 | 6 | M23
|  | NL | 128 | 55 | 1193.5 | 1276 | 2469.5 | 895.125 | 4240 | 2133.4464 | 0.16 | 7.6 | 18 | 7 | M31
|  | NL | 129 | 55 | 1193.5 | 1861 | 3054.5 | 895.125 | 6181 | 3519.875 | 0.48 | 7.6 | 23 | 7 | M23
|  |  | 130 | 55 | 1193.5 | 1540 | 2733.5 | 895.125 | 5115 | 2758.4464 | 0.38 | 8.5 | 22 | 8 | M23
|  | NL | 131 | 55 | 1193.5 | 2160 | 3353.5 | 895.125 | 7174 | 4229.1607 | 0.31 | 9.6 | 23 | 9 | M23
|  | NL | 132 | 55 | 1193.5 | 2911 | 4104.5 | 895.125 | 9668 | 6010.5893 | 0.99 | 9.6 | 26 | 9 | M17
|  |  | 133 | 55 | 1193.5 | 2266 | 3459.5 | 895.125 | 7525 | 4479.875 | 0.27 | 1.4 | 23 | 10 | M23
|  |  | 134 | 55 | 1193.5 | 3068 | 4261.5 | 895.125 | 10188 | 6382.0179 | 0.83 | 1.4 | 26 | 10 | M17
|  | NL | 135 | 60 | 1302 | 876 | 2178 | 976.5 | 2910 | 1102.0714 | 1.07 | 3.5 | 25 | 3 | M31
|  |  | 136 | 60 | 1302 | 929 | 2231 | 976.5 | 3087 | 1228.5 | 0.54 | 4.5 | 21 | 4 | M31
|  | NL | 137 | 60 | 1302 | 1125 | 2427 | 976.5 | 3738 | 1693.5 | 0.34 | 5.5 | 20 | 5 | M31
|  |  | 138 | 60 | 1302 | 1022 | 2324 | 976.5 | 3394 | 1447.7857 | 0.25 | 6.6 | 19 | 6 | M31
|  |  | 139 | 60 | 1302 | 1436 | 2738 | 976.5 | 4769 | 2429.9286 | 0.75 | 6.6 | 24 | 6 | M23
|  | NL | 140 | 60 | 1302 | 1362 | 2664 | 976.5 | 4523 | 2254.2143 | 0.19 | 7.6 | 19 | 7 | M31
|  | NL | 141 | 60 | 1302 | 1983 | 3285 | 976.5 | 6585 | 3727.0714 | 0.57 | 7.6 | 24 | 7 | M23
|  |  | 142 | 60 | 1302 | 1119 | 2421 | 976.5 | 3717 | 1678.5 | 0.15 | 8.5 | 19 | 8 | M31
|  |  | 143 | 60 | 1302 | 1646 | 2948 | 976.5 | 5469 | 2929.9286 | 0.45 | 8.5 | 24 | 8 | M23
|  | NL | 144 | 60 | 1302 | 2316 | 3618 | 976.5 | 7693 | 4518.5 | 0.37 | 9.6 | 24 | 9 | M23
|  |  | 145 | 60 | 1302 | 2425 | 3727 | 976.5 | 8053 | 4775.6429 | 0.32 | 1.4 | 24 | 10 | M23
|  |  | 146 | 60 | 1302 | 3266 | 4568 | 976.5 | 10847 | 6771.3571 | 0.98 | 1.4 | 27 | 10 | M17
|  |  | 147 | 65 | 1410.5 | 993 | 2403.5 | 1057.875 | 3297 | 1297.125 | 0.63 | 4.5 | 22 | 4 | M31
|  | NL | 148 | 65 | 1410.5 | 1200 | 2610.5 | 1057.875 | 3987 | 1789.9821 | 0.4 | 5.5 | 21 | 5 | M31
|  |  | 149 | 65 | 1410.5 | 1084 | 2494.5 | 1057.875 | 3600 | 1513.5536 | 0.29 | 6.6 | 20 | 6 | M31
|  |  | 150 | 65 | 1410.5 | 1522 | 2932.5 | 1057.875 | 5055 | 2552.8393 | 0.88 | 6.6 | 25 | 6 | M23
|  | NL | 151 | 65 | 1410.5 | 1447 | 2857.5 | 1057.875 | 4806 | 2374.9821 | 0.22 | 7.6 | 20 | 7 | M31
|  | NL | 152 | 65 | 1410.5 | 2104 | 3514.5 | 1057.875 | 6989 | 3934.2679 | 0.67 | 7.6 | 25 | 7 | M23
|  |  | 153 | 65 | 1410.5 | 1179 | 2589.5 | 1057.875 | 3917 | 1739.9821 | 0.18 | 8.5 | 20 | 8 | M31
|  |  | 154 | 65 | 1410.5 | 1753 | 3163.5 | 1057.875 | 5822 | 3100.6964 | 0.53 | 8.5 | 25 | 8 | M23 | 154
|  | NL | 155 | 65 | 1410.5 | 2473 | 3883.5 | 1057.875 | 8213 | 4808.5536 | 0.44 | 9.6 | 25 | 9 | M23
|  |  | 156 | 65 | 1410.5 | 2584 | 3994.5 | 1057.875 | 8582 | 5072.125 | 0.37 | 1.4 | 25 | 10 | M23
|  |  | 157 | 70 | 1519 | 1056 | 2575 | 1139.25 | 3507 | 1365.75 | 0.73 | 4.5 | 23 | 4 | M31
|  | NL | 158 | 70 | 1519 | 1275 | 2794 | 1139.25 | 4235 | 1885.75 | 0.47 | 5.5 | 22 | 5 | M31
|  |  | 159 | 70 | 1519 | 1145 | 2664 | 1139.25 | 3805 | 1578.6071 | 0.33 | 6.6 | 21 | 6 | M31
|  | NL | 160 | 70 | 1519 | 1532 | 3051 | 1139.25 | 5090 | 2496.4643 | 0.25 | 7.6 | 21 | 7 | M31
|  | NL | 161 | 70 | 1519 | 2226 | 3745 | 1139.25 | 7394 | 4142.1786 | 0.77 | 7.6 | 26 | 7 | M23
|  |  | 162 | 70 | 1519 | 1240 | 2759 | 1139.25 | 4118 | 1802.1786 | 0.2 | 8.5 | 21 | 8 | M31
|  |  | 163 | 70 | 1519 | 1860 | 3379 | 1139.25 | 6176 | 3272.1786 | 0.61 | 8.5 | 26 | 8 | M23 | 163
|  | NL | 164 | 70 | 1519 | 1623 | 3142 | 1139.25 | 5392 | 2712.1786 | 0.17 | 9.6 | 21 | 9 | M31
|  | NL | 165 | 70 | 1519 | 2608 | 4127 | 1139.25 | 8660 | 5046.4643 | 0.51 | 9.6 | 26 | 9 | M23
|  |  | 166 | 70 | 1519 | 2743 | 4262 | 1139.25 | 9110 | 5367.8929 | 0.43 | 1.4 | 26 | 10 | M23
|  |  | 167 | 75 | 1627.5 | 1116 | 2743.5 | 1220.625 | 3706 | 1426.5179 | 0.83 | 4.5 | 24 | 4 | M31
|  | NL | 168 | 75 | 1627.5 | 1350 | 2977.5 | 1220.625 | 4484 | 1982.2321 | 0.53 | 5.5 | 22 | 5 | M31
|  |  | 169 | 75 | 1627.5 | 1207 | 2834.5 | 1220.625 | 4010 | 1643.6607 | 0.38 | 6.6 | 22 | 6 | M31
|  | NL | 170 | 75 | 1627.5 | 1618 | 3245.5 | 1220.625 | 5373 | 2617.2321 | 0.28 | 7.6 | 21 | 7 | M31
|  | NL | 171 | 75 | 1627.5 | 2342 | 3969.5 | 1220.625 | 7778 | 4335.0893 | 0.88 | 7.6 | 26 | 7 | M23
|  |  | 172 | 75 | 1627.5 | 1300 | 2927.5 | 1220.625 | 4318 | 1863.6607 | 0.23 | 8.5 | 21 | 8 | M31
|  |  | 173 | 75 | 1627.5 | 1966 | 3593.5 | 1220.625 | 6530 | 3443.6607 | 0.7 | 8.5 | 26 | 8 | M23 | 173
|  | NL | 174 | 75 | 1627.5 | 1707 | 3334.5 | 1220.625 | 5670 | 2829.375 | 0.19 | 9.6 | 21 | 9 | M31
|  | NL | 175 | 75 | 1627.5 | 2740 | 4367.5 | 1220.625 | 9099 | 5278.6607 | 0.57 | 9.6 | 26 | 9 | M23
|  |  | 176 | 75 | 1627.5 | 2894 | 4521.5 | 1220.625 | 9611 | 5644.375 | 0.49 | 1.4 | 26 | 10 | M23
|  |  | 177 | 80 | 1736 | 1170 | 2906 | 1302 | 3887 | 1474.4286 | 0.95 | 4.5 | 25 | 4 | M31
|  | NL | 178 | 80 | 1736 | 1421 | 3157 | 1302 | 4719 | 2068.7143 | 0.6 | 5.5 | 23 | 5 | M31
|  |  | 179 | 80 | 1736 | 1269 | 3005 | 1302 | 4215 | 1708.7143 | 0.43 | 6.6 | 23 | 6 | M31 | 179
|  | NL | 180 | 80 | 1736 | 1703 | 3439 | 1302 | 5657 | 2738.7143 | 0.32 | 7.6 | 22 | 7 | M31
|  | NL | 181 | 80 | 1736 | 2449 | 4185 | 1302 | 8133 | 4507.2857 | 1 | 7.6 | 27 | 7 | M23
|  |  | 182 | 80 | 1736 | 1360 | 3096 | 1302 | 4518 | 1925.1429 | 0.26 | 8.5 | 22 | 8 | M31 | 182
|  |  | 183 | 80 | 1736 | 2073 | 3809 | 1302 | 6884 | 3615.1429 | 0.79 | 8.5 | 27 | 8 | M23
|  | NL | 184 | 80 | 1736 | 1791 | 3527 | 1302 | 5948 | 2946.5714 | 0.21 | 9.6 | 22 | 9 | M31
|  | NL | 185 | 80 | 1736 | 2872 | 4608 | 1302 | 9538 | 5510.8571 | 0.65 | 9.6 | 27 | 9 | M23
|  |  | 186 | 80 | 1736 | 1836 | 3572 | 1302 | 6096 | 3052.2857 | 0.18 | 1.4 | 22 | 10 | M31
|  |  | 187 | 80 | 1736 | 3028 | 4764 | 1302 | 10056 | 5880.8571 | 0.55 | 1.4 | 27 | 10 | M23
|  | NL | 188 | 85 | 1844.5 | 1485 | 3329.5 | 1383.375 | 4934 | 2140.9107 | 0.68 | 5.5 | 24 | 5 | M31
|  |  | 189 | 85 | 1844.5 | 1331 | 3175.5 | 1383.375 | 4420 | 1773.7679 | 0.48 | 6.6 | 23 | 6 | M31 | 189
|  | NL | 190 | 85 | 1844.5 | 1789 | 3633.5 | 1383.375 | 5940 | 2859.4821 | 0.36 | 7.6 | 23 | 7 | M31
|  |  | 191 | 85 | 1844.5 | 1421 | 3265.5 | 1383.375 | 4719 | 1987.3393 | 0.29 | 8.5 | 23 | 8 | M31 | 191
|  |  | 192 | 85 | 1844.5 | 2171 | 4015.5 | 1383.375 | 7209 | 3765.9107 | 0.89 | 8.5 | 28 | 8 | M23
|  | NL | 193 | 85 | 1844.5 | 1874 | 3718.5 | 1383.375 | 6225 | 3063.0536 | 0.24 | 9.6 | 23 | 9 | M31
|  | NL | 194 | 85 | 1844.5 | 3004 | 4848.5 | 1383.375 | 9976 | 5742.3393 | 0.74 | 9.6 | 28 | 9 | M23
|  |  | 195 | 85 | 1844.5 | 1918 | 3762.5 | 1383.375 | 6370 | 3166.625 | 0.2 | 1.4 | 23 | 10 | M31
|  |  | 196 | 85 | 1844.5 | 3162 | 5006.5 | 1383.375 | 10501 | 6117.3393 | 0.62 | 1.4 | 28 | 10 | M23
|  | NL | 197 | 90 | 1953 | 1550 | 3503 | 1464.75 | 5148 | 2212.3929 | 0.76 | 5.5 | 25 | 5 | M31
|  |  | 198 | 90 | 1953 | 1393 | 3346 | 1464.75 | 4625 | 1838.8214 | 0.54 | 6.6 | 24 | 6 | M31 | 198
|  | NL | 199 | 90 | 1953 | 1874 | 3827 | 1464.75 | 6224 | 2980.9643 | 0.41 | 7.6 | 24 | 7 | M31
|  |  | 200 | 90 | 1953 | 1481 | 3434 | 1464.75 | 4919 | 2048.8214 | 0.32 | 8.5 | 24 | 8 | M31 | 200
|  |  | 201 | 90 | 1953 | 2261 | 4214 | 1464.75 | 7511 | 3900.25 | 1 | 8.5 | 29 | 8 | M23
|  | NL | 202 | 90 | 1953 | 1958 | 3911 | 1464.75 | 6503 | 3180.25 | 0.27 | 9.6 | 24 | 9 | M31
|  | NL | 203 | 90 | 1953 | 3136 | 5089 | 1464.75 | 10415 | 5974.5357 | 0.82 | 9.6 | 29 | 9 | M23
|  |  | 204 | 90 | 1953 | 2001 | 3954 | 1464.75 | 6644 | 3280.9643 | 0.23 | 1.4 | 24 | 10 | M31
|  |  | 205 | 90 | 1953 | 3296 | 5249 | 1464.75 | 10946 | 6353.8214 | 0.7 | 1.4 | 29 | 10 | M23
|  | NL | 206 | 95 | 2061.5 | 1614 | 3675.5 | 1546.125 | 5362 | 2283.875 | 0.85 | 5.5 | 25 | 5 | M31
|  |  | 207 | 95 | 2061.5 | 1454 | 3515.5 | 1546.125 | 4831 | 1904.5893 | 0.6 | 6.6 | 25 | 6 | M31 | 207
|  | NL | 208 | 95 | 2061.5 | 1959 | 4020.5 | 1546.125 | 6507 | 3101.7321 | 0.45 | 7.6 | 24 | 7 | M31
|  |  | 209 | 95 | 2061.5 | 1541 | 3602.5 | 1546.125 | 5119 | 2110.3036 | 0.36 | 8.5 | 24 | 8 | M31 | 209
|  | NL | 210 | 95 | 2061.5 | 2042 | 4103.5 | 1546.125 | 6781 | 3297.4464 | 0.3 | 9.6 | 24 | 9 | M31
|  | NL | 211 | 95 | 2061.5 | 3257 | 5318.5 | 1546.125 | 10817 | 6180.3036 | 0.92 | 9.6 | 29 | 9 | M23
|  |  | 212 | 95 | 2061.5 | 2083 | 4144.5 | 1546.125 | 6918 | 3395.3036 | 0.25 | 1.4 | 25 | 10 | M31
|  |  | 213 | 95 | 2061.5 | 3430 | 5491.5 | 1546.125 | 11391 | 6590.3036 | 0.78 | 1.4 | 30 | 10 | M23
|  | NL | 214 | 100 | 2170 | 1679 | 3849 | 1627.5 | 5576 | 2355.3571 | 0.94 | 5.5 | 26 | 5 | M31
|  |  | 215 | 100 | 2170 | 1516 | 3686 | 1627.5 | 5036 | 1969.6429 | 0.66 | 6.6 | 25 | 6 | M31 | 215
|  | NL | 216 | 100 | 2170 | 2037 | 4207 | 1627.5 | 6764 | 3203.9286 | 0.5 | 7.6 | 25 | 7 | M31
|  |  | 217 | 100 | 2170 | 1602 | 3772 | 1627.5 | 5319 | 2171.7857 | 0.4 | 8.5 | 25 | 8 | M31 | 217
|  | NL | 218 | 100 | 2170 | 2125 | 4295 | 1627.5 | 7058 | 3413.9286 | 0.33 | 9.6 | 25 | 9 | M31
|  | NL | 219 | 100 | 2170 | 3372 | 5542 | 1627.5 | 11200 | 6372.5 | 1.02 | 9.6 | 30 | 9 | M23
|  |  | 220 | 100 | 2170 | 2166 | 4336 | 1627.5 | 7192 | 3509.6429 | 0.28 | 1.4 | 25 | 10 | M31
|  |  | 221 | 100 | 2170 | 3564 | 5734 | 1627.5 | 11836 | 6826.7857 | 0.86 | 1.4 | 30 | 10 | M23
|  |  | 222 | 105 | 2278.5 | 1578 | 3856.5 | 1708.875 | 5241 | 2034.6964 | 0.73 | 6.6 | 26 | 6 | M31
|  | NL | 223 | 105 | 2278.5 | 2109 | 4387.5 | 1708.875 | 7006 | 3295.4107 | 0.55 | 7.6 | 26 | 7 | M31
|  |  | 224 | 105 | 2278.5 | 1662 | 3940.5 | 1708.875 | 5520 | 2233.9821 | 0.44 | 8.5 | 26 | 8 | M31 | 224
|  | NL | 225 | 105 | 2278.5 | 2209 | 4487.5 | 1708.875 | 7336 | 3531.125 | 0.36 | 9.6 | 26 | 9 | M31
|  | NL | 226 | 105 | 2278.5 | 3488 | 5766.5 | 1708.875 | 11582 | 6563.9821 | 1.12 | 9.6 | 31 | 9 | M23
|  |  | 227 | 105 | 2278.5 | 2248 | 4526.5 | 1708.875 | 7466 | 3623.9821 | 0.31 | 1.4 | 26 | 10 | M31
|  |  | 228 | 105 | 2278.5 | 3690 | 5968.5 | 1708.875 | 12254 | 7043.9821 | 0.95 | 1.4 | 31 | 10 | M23
|  |  | 229 | 110 | 2387 | 1640 | 4027 | 1790.25 | 5446 | 2099.75 | 0.8 | 6.6 | 27 | 6 | M31
|  | NL | 230 | 110 | 2387 | 2182 | 4569 | 1790.25 | 7248 | 3386.8929 | 0.61 | 7.6 | 26 | 7 | M31
|  |  | 231 | 110 | 2387 | 1722 | 4109 | 1790.25 | 5720 | 2295.4643 | 0.48 | 8.5 | 26 | 8 | M31 | 231
|  | NL | 232 | 110 | 2387 | 2293 | 4680 | 1790.25 | 7614 | 3648.3214 | 0.4 | 9.6 | 26 | 9 | M31
|  |  | 233 | 110 | 2387 | 2331 | 4718 | 1790.25 | 7740 | 3738.3214 | 0.34 | 1.4 | 26 | 10 | M31
|  |  | 234 | 110 | 2387 | 3806 | 6193 | 1790.25 | 12640 | 7238.3214 | 1.04 | 1.4 | 31 | 10 | M23
|  |  | 235 | 115 | 2495.5 | 1701 | 4196.5 | 1871.625 | 5648 | 2162.6607 | 0.87 | 6.6 | 27 | 6 | M31
|  | NL | 236 | 115 | 2495.5 | 2255 | 4750.5 | 1871.625 | 7490 | 3478.375 | 0.66 | 7.6 | 27 | 7 | M31
|  |  | 237 | 115 | 2495.5 | 1783 | 4278.5 | 1871.625 | 5920 | 2356.9464 | 0.53 | 8.5 | 27 | 8 | M31 | 237
|  | NL | 238 | 115 | 2495.5 | 2376 | 4871.5 | 1871.625 | 7891 | 3764.8036 | 0.43 | 9.6 | 27 | 9 | M31
|  |  | 239 | 115 | 2495.5 | 2413 | 4908.5 | 1871.625 | 8014 | 3852.6607 | 0.37 | 1.4 | 27 | 10 | M31
|  |  | 240 | 115 | 2495.5 | 3923 | 6418.5 | 1871.625 | 13027 | 7433.375 | 1.13 | 1.4 | 32 | 10 | M23
|  |  | 241 | 120 | 2604 | 1754 | 4358 | 1953 | 5824 | 2207 | 0.95 | 6.6 | 28 | 6 | M31
|  | NL | 242 | 120 | 2604 | 2328 | 4932 | 1953 | 7731 | 3569.1429 | 0.72 | 7.6 | 27 | 7 | M31
|  |  | 243 | 120 | 2604 | 1843 | 4447 | 1953 | 6121 | 2419.1429 | 0.57 | 8.5 | 27 | 8 | M31 | 243
|  | NL | 244 | 120 | 2604 | 2460 | 5064 | 1953 | 8169 | 3882 | 0.47 | 9.6 | 27 | 9 | M31
|  |  | 245 | 120 | 2604 | 2496 | 5100 | 1953 | 8288 | 3967 | 0.4 | 1.4 | 27 | 10 | M31
|  | NL | 246 | 125 | 2712.5 | 2401 | 5113.5 | 2034.375 | 7973 | 3660.625 | 0.78 | 7.6 | 28 | 7 | M31
|  |  | 247 | 125 | 2712.5 | 1903 | 4615.5 | 2034.375 | 6321 | 2480.625 | 0.62 | 8.5 | 28 | 8 | M31 | 247
|  | NL | 248 | 125 | 2712.5 | 2543 | 5255.5 | 2034.375 | 8447 | 3999.1964 | 0.51 | 9.6 | 28 | 9 | M31
|  |  | 249 | 125 | 2712.5 | 2578 | 5290.5 | 2034.375 | 8562 | 4081.3393 | 0.43 | 1.4 | 28 | 10 | M31
|  | NL | 250 | 130 | 2821 | 2474 | 5295 | 2115.75 | 8215 | 3752.1071 | 0.84 | 7.6 | 28 | 7 | M31
|  |  | 251 | 130 | 2821 | 1963 | 4784 | 2115.75 | 6521 | 2542.1071 | 0.67 | 8.5 | 28 | 8 | M31 | 251
|  | NL | 252 | 130 | 2821 | 2618 | 5439 | 2115.75 | 8694 | 4094.25 | 0.55 | 9.6 | 28 | 9 | M31
|  |  | 253 | 130 | 2821 | 2661 | 5482 | 2115.75 | 8836 | 4195.6786 | 0.47 | 1.4 | 28 | 10 | M31
|  | NL | 254 | 135 | 2929.5 | 2546 | 5475.5 | 2197.125 | 8457 | 3843.5893 | 0.91 | 7.6 | 29 | 7 | M31
|  |  | 255 | 135 | 2929.5 | 2024 | 4953.5 | 2197.125 | 6721 | 2603.5893 | 0.72 | 8.5 | 29 | 8 | M31
|  | NL | 256 | 135 | 2929.5 | 2688 | 5617.5 | 2197.125 | 8928 | 4180.0179 | 0.59 | 9.6 | 29 | 9 | M31
|  |  | 257 | 135 | 2929.5 | 2743 | 5672.5 | 2197.125 | 9110 | 4310.0179 | 0.5 | 1.4 | 29 | 10 | M31
|  | NL | 258 | 140 | 3038 | 2611 | 5649 | 2278.5 | 8673 | 3916.5 | 0.98 | 7.6 | 29 | 7 | M31
|  |  | 259 | 140 | 3038 | 2084 | 5122 | 2278.5 | 6922 | 2665.7857 | 0.78 | 8.5 | 29 | 8 | M31
|  | NL | 260 | 140 | 3038 | 2759 | 5797 | 2278.5 | 9163 | 4266.5 | 0.64 | 9.6 | 29 | 9 | M31
|  |  | 261 | 140 | 3038 | 2826 | 5864 | 2278.5 | 9384 | 4424.3571 | 0.54 | 1.4 | 29 | 10 | M31
|  |  | 262 | 145 | 3146.5 | 2144 | 5290.5 | 2359.875 | 7122 | 2727.2679 | 0.83 | 8.5 | 30 | 8 | M31
|  | NL | 263 | 145 | 3146.5 | 2830 | 5976.5 | 2359.875 | 9397 | 4352.2679 | 0.68 | 9.6 | 30 | 9 | M31
|  |  | 264 | 145 | 3146.5 | 2899 | 6045.5 | 2359.875 | 9627 | 4516.5536 | 0.58 | 1.4 | 30 | 10 | M31
|  |  | 265 | 150 | 3255 | 2205 | 5460 | 2441.25 | 7322 | 2788.75 | 0.89 | 8.5 | 30 | 8 | M31
|  | NL | 266 | 150 | 3255 | 2900 | 6155 | 2441.25 | 9632 | 4438.75 | 0.73 | 9.6 | 30 | 9 | M31
|  |  | 267 | 150 | 3255 | 2968 | 6223 | 2441.25 | 9858 | 4600.1786 | 0.62 | 1.4 | 30 | 10 | M31
|  |  | 268 | 155 | 3363.5 | 2265 | 5628.5 | 2522.625 | 7523 | 2850.9464 | 0.95 | 8.5 | 30 | 8 | M31
|  | NL | 269 | 155 | 3363.5 | 2971 | 6334.5 | 2522.625 | 9866 | 4524.5179 | 0.78 | 9.6 | 31 | 9 | M31
|  |  | 270 | 155 | 3363.5 | 3038 | 6401.5 | 2522.625 | 10089 | 4683.8036 | 0.66 | 1.4 | 31 | 10 | M31
|  |  | 271 | 160 | 3472 | 2319 | 5791 | 2604 | 7701 | 2896.7143 | 1.01 | 8.5 | 31 | 8 | M31
|  | NL | 272 | 160 | 3472 | 3041 | 6513 | 2604 | 10101 | 4611 | 0.83 | 9.6 | 31 | 9 | M31
|  |  | 273 | 160 | 3472 | 3107 | 6579 | 2604 | 10320 | 4767.4286 | 0.71 | 1.4 | 31 | 10 | M31
|  | NL | 274 | 165 | 3580.5 | 3112 | 6692.5 | 2685.375 | 10335 | 4696.7679 | 0.89 | 9.6 | 31 | 9 | M31
|  |  | 275 | 165 | 3580.5 | 3177 | 6757.5 | 2685.375 | 10550 | 4850.3393 | 0.75 | 1.4 | 32 | 10 | M31
|  | NL | 276 | 170 | 3689 | 3183 | 6872 | 2766.75 | 10570 | 4783.25 | 0.94 | 9.6 | 32 | 9 | M31
|  |  | 277 | 170 | 3689 | 3246 | 6935 | 2766.75 | 10781 | 4933.9643 | 0.8 | 1.4 | 32 | 10 | M31
|  | NL | 278 | 175 | 3797.5 | 3253 | 7050.5 | 2848.125 | 10804 | 4869.0179 | 1 | 9.6 | 32 | 9 | M31
|  |  | 279 | 175 | 3797.5 | 3316 | 7113.5 | 2848.125 | 11012 | 5017.5893 | 0.84 | 1.4 | 32 | 10 | M31
|  |  | 280 | 180 | 3906 | 3385 | 7291 | 2929.5 | 11243 | 5101.2143 | 0.89 | 1.4 | 33 | 10 | M31
|  |  | 281 | 185 | 4014.5 | 3455 | 7469.5 | 3010.875 | 11473 | 5184.125 | 0.94 | 1.4 | 33 | 10 | M31
|  |  | 282 | 190 | 4123 | 3524 | 7647 | 3092.25 | 11704 | 5267.75 | 0.99 | 1.4 | 33 | 10 | M31
|  |  | 283 | 195 | 4231.5 | 3594 | 7825.5 | 3173.625 | 11935 | 5351.375 | 1.05 | 1.4 | 34 | 10 | M31
|  | NL | 1 | 10 | 217 | 920 | 1137 | 162.75 | 3853 | 2589.3929 | 0.31 | 2.4 | 15 | 3 | M17
|  | NL | 2 | 10 | 217 | 1135 | 1352 | 162.75 | 4752 | 3231.5357 | 0.75 | 2.4 | 19 | 3 | M13
|  |  | 3 | 10 | 217 | 936 | 1153 | 162.75 | 3919 | 2636.5357 | 0.17 | 3.1 | 15 | 4 | M17
|  |  | 4 | 10 | 217 | 1164 | 1381 | 162.75 | 4872 | 3317.25 | 0.39 | 3.1 | 16 | 4 | M13
|  | NL | 5 | 10 | 217 | 1001 | 1218 | 162.75 | 4192 | 2831.5357 | 0.25 | 3.8 | 15 | 5 | M13
|  |  | 6 | 10 | 217 | 1016 | 1233 | 162.75 | 4253 | 2875.1071 | 0.18 | 4.4 | 15 | 6 | M13
|  | NL | 7 | 15 | 325.5 | 1163 | 1488.5 | 244.125 | 4870 | 3234.4464 | 0.18 | 2.4 | 15 | 3 | M23
|  | NL | 8 | 15 | 325.5 | 1317 | 1642.5 | 244.125 | 5514 | 3694.4464 | 0.7 | 2.4 | 19 | 3 | M17
|  | NL | 9 | 15 | 325.5 | 1317 | 1642.5 | 244.125 | 5514 | 3694.4464 | 0.7 | 2.4 | 19 | 3 | M17
|  |  | 10 | 15 | 325.5 | 1353 | 1678.5 | 244.125 | 5663 | 3800.875 | 0.37 | 3.1 | 16 | 4 | M17
|  |  | 11 | 15 | 325.5 | 1660 | 1985.5 | 244.125 | 6950 | 4720.1607 | 0.88 | 3.1 | 21 | 4 | M13
|  | NL | 12 | 15 | 325.5 | 1173 | 1498.5 | 244.125 | 4909 | 3262.3036 | 0.24 | 3.8 | 15 | 5 | M17
|  | NL | 13 | 15 | 325.5 | 1443 | 1768.5 | 244.125 | 6040 | 4070.1607 | 0.56 | 3.8 | 20 | 5 | M13
|  |  | 14 | 15 | 325.5 | 1187 | 1512.5 | 244.125 | 4969 | 3305.1607 | 0.17 | 4.4 | 15 | 6 | M17
|  |  | 15 | 15 | 325.5 | 1472 | 1797.5 | 244.125 | 6163 | 4158.0179 | 0.4 | 4.4 | 19 | 6 | M13
|  | NL | 16 | 20 | 434 | 1493 | 1927 | 325.5 | 6249 | 4138.0714 | 0.31 | 2.4 | 15 | 3 | M23
|  | NL | 17 | 20 | 434 | 1683 | 2117 | 325.5 | 7044 | 4705.9286 | 1.23 | 2.4 | 23 | 3 | M17
|  |  | 18 | 20 | 434 | 1536 | 1970 | 325.5 | 6431 | 4268.0714 | 0.17 | 3.1 | 15 | 4 | M23
|  |  | 19 | 20 | 434 | 1738 | 2172 | 325.5 | 7276 | 4871.6429 | 0.65 | 3.1 | 20 | 4 | M17
|  | NL | 20 | 20 | 434 | 1513 | 1947 | 325.5 | 6332 | 4197.3571 | 0.42 | 3.8 | 18 | 5 | M17
|  | NL | 21 | 20 | 434 | 1879 | 2313 | 325.5 | 7866 | 5293.0714 | 1 | 3.8 | 24 | 5 | M13
|  |  | 22 | 20 | 434 | 1548 | 1982 | 325.5 | 6481 | 4303.7857 | 0.3 | 4.4 | 17 | 6 | M17
|  |  | 23 | 20 | 434 | 1886 | 2320 | 325.5 | 7895 | 5313.7857 | 0.71 | 4.4 | 23 | 6 | M13
|  | NL | 24 | 25 | 542.5 | 1420 | 1962.5 | 406.875 | 5943 | 3838.125 | 0.18 | 2.4 | 15 | 3 | M31
|  | NL | 25 | 25 | 542.5 | 1795 | 2337.5 | 406.875 | 7515 | 4960.9821 | 0.49 | 2.4 | 17 | 3 | M23
|  |  | 26 | 25 | 542.5 | 1861 | 2403.5 | 406.875 | 7792 | 5158.8393 | 0.26 | 3.1 | 15 | 4 | M23
|  |  | 27 | 25 | 542.5 | 2098 | 2640.5 | 406.875 | 8784 | 5867.4107 | 1.01 | 3.1 | 22 | 4 | M17
|  | NL | 28 | 25 | 542.5 | 1622 | 2164.5 | 406.875 | 6789 | 4442.4107 | 0.17 | 3.8 | 15 | 5 | M23
|  | NL | 29 | 25 | 542.5 | 1860 | 2402.5 | 406.875 | 7784 | 5153.125 | 0.66 | 3.8 | 21 | 5 | M17
|  |  | 30 | 25 | 542.5 | 1869 | 2411.5 | 406.875 | 7825 | 5182.4107 | 0.46 | 4.4 | 20 | 6 | M17
|  |  | 31 | 25 | 542.5 | 2313 | 2855.5 | 406.875 | 9683 | 6509.5536 | 1.11 | 4.4 | 26 | 6 | M13
|  | NL | 32 | 30 | 651 | 1660 | 2311 | 488.25 | 6947 | 4473.8929 | 0.25 | 2.4 | 17 | 3 | M31
|  | NL | 33 | 30 | 651 | 2075 | 2726 | 488.25 | 8685 | 5715.3214 | 0.7 | 2.4 | 19 | 3 | M23
|  |  | 34 | 30 | 651 | 2170 | 2821 | 488.25 | 9081 | 5998.1786 | 0.37 | 3.1 | 16 | 4 | M23
|  | NL | 35 | 30 | 651 | 1926 | 2577 | 488.25 | 8062 | 5270.3214 | 0.24 | 3.8 | 15 | 5 | M23
|  | NL | 36 | 30 | 651 | 2232 | 2883 | 488.25 | 9344 | 6186.0357 | 0.95 | 3.8 | 24 | 5 | M17
|  |  | 37 | 30 | 651 | 1933 | 2584 | 488.25 | 8092 | 5291.75 | 0.17 | 4.4 | 15 | 6 | M23
|  |  | 38 | 30 | 651 | 2202 | 2853 | 488.25 | 9216 | 6094.6071 | 0.66 | 4.4 | 22 | 6 | M17
|  | NL | 39 | 35 | 759.5 | 1885 | 2644.5 | 569.625 | 7891 | 5066.8036 | 0.34 | 2.4 | 19 | 3 | M31
|  | NL | 40 | 35 | 759.5 | 2345 | 3104.5 | 569.625 | 9815 | 6441.0893 | 0.95 | 2.4 | 21 | 3 | M23
|  |  | 41 | 35 | 759.5 | 1953 | 2712.5 | 569.625 | 8176 | 5270.375 | 0.19 | 3.1 | 16 | 4 | M31
|  |  | 42 | 35 | 759.5 | 2462 | 3221.5 | 569.625 | 10304 | 6790.375 | 0.51 | 3.1 | 18 | 4 | M23 | 42
|  | NL | 43 | 35 | 759.5 | 2247 | 3006.5 | 569.625 | 9405 | 6148.2321 | 0.33 | 3.8 | 17 | 5 | M23
|  |  | 44 | 35 | 759.5 | 2219 | 2978.5 | 569.625 | 9287 | 6063.9464 | 0.23 | 4.4 | 16 | 6 | M23
|  |  | 45 | 35 | 759.5 | 2555 | 3314.5 | 569.625 | 10695 | 7069.6607 | 0.9 | 4.4 | 24 | 6 | M17
|  | NL | 46 | 40 | 868 | 2095 | 2963 | 651 | 8767 | 5611.1429 | 0.45 | 2.4 | 20 | 3 | M31
|  | NL | 47 | 40 | 868 | 2599 | 3467 | 651 | 10877 | 7118.2857 | 1.24 | 2.4 | 23 | 3 | M23
|  |  | 48 | 40 | 868 | 2188 | 3056 | 651 | 9159 | 5891.1429 | 0.24 | 3.1 | 18 | 4 | M31 | 48
|  |  | 49 | 40 | 868 | 2739 | 3607 | 651 | 11465 | 7538.2857 | 0.66 | 3.1 | 20 | 4 | M23 | 49
|  | NL | 50 | 40 | 868 | 1923 | 2791 | 651 | 8048 | 5097.5714 | 0.16 | 3.8 | 16 | 5 | M31
|  | NL | 51 | 40 | 868 | 2580 | 3448 | 651 | 10797 | 7061.1429 | 0.43 | 3.8 | 18 | 5 | M23
|  |  | 52 | 40 | 868 | 2524 | 3392 | 651 | 10563 | 6894 | 0.3 | 4.4 | 18 | 6 | M23 | 52
|  |  | 53 | 40 | 868 | 2930 | 3798 | 651 | 12262 | 8107.5714 | 1.18 | 4.4 | 26 | 6 | M17
|  | NL | 54 | 45 | 976.5 | 2304 | 3280.5 | 732.375 | 9643 | 6155.4821 | 0.57 | 2.4 | 22 | 3 | M31
|  |  | 55 | 45 | 976.5 | 2411 | 3387.5 | 732.375 | 10093 | 6476.9107 | 0.3 | 3.1 | 19 | 4 | M31 | 55
|  |  | 56 | 45 | 976.5 | 3002 | 3978.5 | 732.375 | 12563 | 8241.1964 | 0.84 | 3.1 | 21 | 4 | M23
|  | NL | 57 | 45 | 976.5 | 2163 | 3139.5 | 732.375 | 9053 | 5734.0536 | 0.2 | 3.8 | 18 | 5 | M31
|  | NL | 58 | 45 | 976.5 | 2880 | 3856.5 | 732.375 | 12055 | 7878.3393 | 0.54 | 3.8 | 20 | 5 | M23
|  |  | 59 | 45 | 976.5 | 2839 | 3815.5 | 732.375 | 11881 | 7754.0536 | 0.38 | 4.4 | 19 | 6 | M23 | 59
|  | NL | 60 | 50 | 1085 | 2501 | 3586 | 813.75 | 10470 | 6664.8214 | 0.7 | 2.4 | 23 | 3 | M31
|  |  | 61 | 50 | 1085 | 2626 | 3711 | 813.75 | 10993 | 7038.3929 | 0.37 | 3.1 | 20 | 4 | M31 | 61
|  |  | 62 | 50 | 1085 | 3252 | 4337 | 813.75 | 13613 | 8909.8214 | 1.03 | 3.1 | 23 | 4 | M23
|  | NL | 63 | 50 | 1085 | 2404 | 3489 | 813.75 | 10061 | 6372.6786 | 0.24 | 3.8 | 19 | 5 | M31
|  | NL | 64 | 50 | 1085 | 3133 | 4218 | 813.75 | 13112 | 8551.9643 | 0.66 | 3.8 | 21 | 5 | M23
|  |  | 65 | 50 | 1085 | 2372 | 3457 | 813.75 | 9928 | 6277.6786 | 0.18 | 4.4 | 18 | 6 | M31 | 65
|  |  | 66 | 50 | 1085 | 3167 | 4252 | 813.75 | 13257 | 8655.5357 | 0.47 | 4.4 | 20 | 6 | M23 | 66
|  | NL | 67 | 55 | 1193.5 | 2692 | 3885.5 | 895.125 | 11266 | 7152.0179 | 0.84 | 2.4 | 25 | 3 | M31
|  |  | 68 | 55 | 1193.5 | 2835 | 4028.5 | 895.125 | 11867 | 7581.3036 | 0.45 | 3.1 | 22 | 4 | M31 | 68
|  | NL | 69 | 55 | 1193.5 | 2653 | 3846.5 | 895.125 | 11105 | 7037.0179 | 0.29 | 3.8 | 20 | 5 | M31
|  | NL | 70 | 55 | 1193.5 | 3371 | 4564.5 | 895.125 | 14111 | 9184.1607 | 0.8 | 3.8 | 22 | 5 | M23
|  |  | 71 | 55 | 1193.5 | 2600 | 3793.5 | 895.125 | 10884 | 6879.1607 | 0.21 | 4.4 | 20 | 6 | M31 | 71
|  |  | 72 | 55 | 1193.5 | 3455 | 4648.5 | 895.125 | 14460 | 9433.4464 | 0.57 | 4.4 | 22 | 6 | M23 | 72
|  | NL | 73 | 60 | 1302 | 2875 | 4177 | 976.5 | 12034 | 7619.2143 | 1 | 2.4 | 26 | 3 | M31
|  |  | 74 | 60 | 1302 | 3034 | 4336 | 976.5 | 12698 | 8093.5 | 0.54 | 3.1 | 23 | 4 | M31 | 74
|  | NL | 75 | 60 | 1302 | 2903 | 4205 | 976.5 | 12149 | 7701.3571 | 0.35 | 3.8 | 22 | 5 | M31
|  | NL | 76 | 60 | 1302 | 3602 | 4904 | 976.5 | 15076 | 9792.0714 | 0.95 | 3.8 | 24 | 5 | M23
|  |  | 77 | 60 | 1302 | 2828 | 4130 | 976.5 | 11839 | 7479.9286 | 0.25 | 4.4 | 21 | 6 | M31 | 77
|  |  | 78 | 60 | 1302 | 3702 | 5004 | 976.5 | 15493 | 10089.9286 | 0.68 | 4.4 | 23 | 6 | M23 | 78
|  | NL | 79 | 65 | 1410.5 | 3052 | 4462.5 | 1057.875 | 12775 | 8067.125 | 1.18 | 2.4 | 27 | 3 | M31
|  |  | 80 | 65 | 1410.5 | 3229 | 4639.5 | 1057.875 | 13515 | 8595.6964 | 0.63 | 3.1 | 24 | 4 | M31 | 80
|  | NL | 81 | 65 | 1410.5 | 3100 | 4510.5 | 1057.875 | 12974 | 8209.2679 | 0.41 | 3.8 | 23 | 5 | M31
|  | NL | 82 | 65 | 1410.5 | 3818 | 5228.5 | 1057.875 | 15982 | 10357.8393 | 1.12 | 3.8 | 25 | 5 | M23
|  |  | 83 | 65 | 1410.5 | 3073 | 4483.5 | 1057.875 | 12860 | 8127.8393 | 0.29 | 4.4 | 22 | 6 | M31 | 83
|  |  | 84 | 65 | 1410.5 | 3936 | 5346.5 | 1057.875 | 16472 | 10707.8393 | 0.8 | 4.4 | 24 | 6 | M23
|  |  | 85 | 70 | 1519 | 3416 | 4935 | 1139.25 | 14296 | 9072.1786 | 0.73 | 3.1 | 25 | 4 | M31
|  | NL | 86 | 70 | 1519 | 3289 | 4808 | 1139.25 | 13765 | 8692.8929 | 0.47 | 3.8 | 24 | 5 | M31
|  |  | 87 | 70 | 1519 | 3319 | 4838 | 1139.25 | 13891 | 8782.8929 | 0.34 | 4.4 | 23 | 6 | M31 | 87
|  |  | 88 | 70 | 1519 | 4161 | 5680 | 1139.25 | 17415 | 11300.0357 | 0.92 | 4.4 | 25 | 6 | M23
|  |  | 89 | 75 | 1627.5 | 3598 | 5225.5 | 1220.625 | 15057 | 9534.375 | 0.83 | 3.1 | 26 | 4 | M31
|  | NL | 90 | 75 | 1627.5 | 3470 | 5097.5 | 1220.625 | 14522 | 9152.2321 | 0.54 | 3.8 | 24 | 5 | M31
|  |  | 91 | 75 | 1627.5 | 3554 | 5181.5 | 1220.625 | 14874 | 9403.6607 | 0.38 | 4.4 | 23 | 6 | M31 | 91
|  |  | 92 | 75 | 1627.5 | 4376 | 6003.5 | 1220.625 | 18313 | 11860.0893 | 1.05 | 4.4 | 26 | 6 | M23
|  |  | 93 | 80 | 1736 | 3772 | 5508 | 1302 | 15789 | 9975.8571 | 0.95 | 3.1 | 26 | 4 | M31
|  | NL | 94 | 80 | 1736 | 3646 | 5382 | 1302 | 15262 | 9599.4286 | 0.61 | 3.8 | 25 | 5 | M31
|  |  | 95 | 80 | 1736 | 3738 | 5474 | 1302 | 15647 | 9874.4286 | 0.43 | 4.4 | 24 | 6 | M31 | 95
|  |  | 96 | 80 | 1736 | 4585 | 6321 | 1302 | 19191 | 12405.8571 | 1.2 | 4.4 | 26 | 6 | M23
|  |  | 97 | 85 | 1844.5 | 3942 | 5786.5 | 1383.375 | 16499 | 10401.625 | 1.07 | 3.1 | 27 | 4 | M31
|  | NL | 98 | 85 | 1844.5 | 3817 | 5661.5 | 1383.375 | 15974 | 10026.625 | 0.69 | 3.8 | 26 | 5 | M31
|  |  | 99 | 85 | 1844.5 | 3923 | 5767.5 | 1383.375 | 16420 | 10345.1964 | 0.49 | 4.4 | 25 | 6 | M31 | 99
|  |  | 100 | 90 | 1953 | 4109 | 6062 | 1464.75 | 17199 | 10820.25 | 1.19 | 3.1 | 28 | 4 | M31
|  | NL | 101 | 90 | 1953 | 3979 | 5932 | 1464.75 | 16652 | 10429.5357 | 0.77 | 3.8 | 27 | 5 | M31
|  |  | 102 | 90 | 1953 | 4100 | 6053 | 1464.75 | 17160 | 10792.3929 | 0.55 | 4.4 | 26 | 6 | M31 | 102
|  | NL | 103 | 95 | 2061.5 | 4138 | 6199.5 | 1546.125 | 17320 | 10825.3036 | 0.86 | 3.8 | 27 | 5 | M31
|  |  | 104 | 95 | 2061.5 | 4269 | 6330.5 | 1546.125 | 17866 | 11215.3036 | 0.61 | 4.4 | 26 | 6 | M31 | 104
|  | NL | 105 | 100 | 2170 | 4291 | 6461 | 1627.5 | 17961 | 11201.7857 | 0.95 | 3.8 | 28 | 5 | M31
|  |  | 106 | 100 | 2170 | 4270 | 6440 | 1627.5 | 12943 | 7617.5 | 0.67 | 3.4 | 27 | 6 | M31 | 106
|  | NL | 107 | 105 | 2278.5 | 4444 | 6722.5 | 1708.875 | 18600 | 11576.8393 | 1.05 | 3.8 | 29 | 5 | M31
|  |  | 108 | 105 | 2278.5 | 4423 | 6701.5 | 1708.875 | 13408 | 7868.2679 | 0.74 | 3.4 | 28 | 6 | M31
|  | NL | 109 | 110 | 2387 | 4592 | 6979 | 1790.25 | 19220 | 11938.3214 | 1.15 | 3.8 | 29 | 5 | M31
|  |  | 110 | 110 | 2387 | 4574 | 6961 | 1790.25 | 13867 | 8114.75 | 0.82 | 3.4 | 28 | 6 | M31
|  |  | 111 | 115 | 2495.5 | 4725 | 7220.5 | 1871.625 | 14322 | 8358.375 | 0.89 | 3.4 | 29 | 6 | M31
|  |  | 112 | 120 | 2604 | 4867 | 7471 | 1953 | 14753 | 8584.8571 | 0.97 | 3.4 | 29 | 6 | M31
|  |  | 113 | 125 | 2712.5 | 5009 | 7721.5 | 2034.375 | 15184 | 8811.3393 | 1.05 | 3.4 | 30 | 6 | M31
|  |  | 114 | 130 | 2821 | 5147 | 7968 | 2115.75 | 15601 | 9027.8214 | 1.13 | 3.4 | 30 | 6 | M31
|  |  | 115 | 135 | 2929.5 | 5278 | 8207.5 | 2197.125 | 15998 | 9230.0179 | 1.22 | 3.4 | 31 | 6 | M31
|  |  | 116 | 140 | 3038 | 5408 | 8446 | 2278.5 | 16395 | 9432.2143 | 1.32 | 3.4 | 31 | 6 | M31
[5 empty] | 0 |  | 0 | 0 |  | 0
|  | NL | 1 | 10 | 217 | 885 | 1102 | 162.75 | 2685 | 1755.1071 | 0.31 | 1.8 | 15 | 3 | M17
|  | NL | 2 | 10 | 217 | 1092 | 1309 | 162.75 | 3311 | 2202.25 | 0.75 | 1.8 | 19 | 3 | M13
|  |  | 3 | 10 | 217 | 901 | 1118 | 162.75 | 2731 | 1787.9643 | 0.17 | 2.3 | 15 | 4 | M17
|  |  | 4 | 10 | 217 | 1120 | 1337 | 162.75 | 3395 | 2262.25 | 0.39 | 2.3 | 16 | 4 | M13
|  | NL | 5 | 10 | 217 | 963 | 1180 | 162.75 | 2921 | 1923.6786 | 0.25 | 2.8 | 15 | 5 | M13
|  |  | 6 | 10 | 217 | 978 | 1195 | 162.75 | 2964 | 1954.3929 | 0.18 | 3.4 | 15 | 6 | M13
|  | NL | 7 | 15 | 325.5 | 1119 | 1444.5 | 244.125 | 3394 | 2180.1607 | 0.18 | 1.8 | 15 | 3 | M23
|  | NL | 8 | 15 | 325.5 | 1268 | 1593.5 | 244.125 | 3843 | 2500.875 | 0.7 | 1.8 | 19 | 3 | M17
|  | NL | 9 | 15 | 325.5 | 1268 | 1593.5 | 244.125 | 3843 | 2500.875 | 0.7 | 1.8 | 19 | 3 | M17
|  |  | 10 | 15 | 325.5 | 1302 | 1627.5 | 244.125 | 3947 | 2575.1607 | 0.37 | 2.3 | 16 | 4 | M17
|  |  | 11 | 15 | 325.5 | 1598 | 1923.5 | 244.125 | 4843 | 3215.1607 | 0.88 | 2.3 | 21 | 4 | M13
|  | NL | 12 | 15 | 325.5 | 1128 | 1453.5 | 244.125 | 3421 | 2199.4464 | 0.24 | 2.8 | 15 | 5 | M17
|  | NL | 13 | 15 | 325.5 | 1388 | 1713.5 | 244.125 | 4209 | 2762.3036 | 0.56 | 2.8 | 20 | 5 | M13
|  |  | 14 | 15 | 325.5 | 1142 | 1467.5 | 244.125 | 3463 | 2229.4464 | 0.17 | 3.4 | 15 | 6 | M17
|  |  | 15 | 15 | 325.5 | 1417 | 1742.5 | 244.125 | 4295 | 2823.7321 | 0.4 | 3.4 | 19 | 6 | M13
|  | NL | 16 | 20 | 434 | 1436 | 1870 | 325.5 | 4355 | 2785.2143 | 0.31 | 1.8 | 15 | 3 | M23
|  | NL | 17 | 20 | 434 | 1619 | 2053 | 325.5 | 4909 | 3180.9286 | 1.23 | 1.8 | 23 | 3 | M17
|  |  | 18 | 20 | 434 | 1478 | 1912 | 325.5 | 4482 | 2875.9286 | 0.17 | 2.3 | 15 | 4 | M23
|  |  | 19 | 20 | 434 | 1673 | 2107 | 325.5 | 5071 | 3296.6429 | 0.65 | 2.3 | 20 | 4 | M17
|  | NL | 20 | 20 | 434 | 1455 | 1889 | 325.5 | 4413 | 2826.6429 | 0.42 | 2.8 | 18 | 5 | M17
|  | NL | 21 | 20 | 434 | 1808 | 2242 | 325.5 | 5482 | 3590.2143 | 1 | 2.8 | 24 | 5 | M13
|  |  | 22 | 20 | 434 | 1490 | 1924 | 325.5 | 4517 | 2900.9286 | 0.3 | 3.4 | 17 | 6 | M17
|  |  | 23 | 20 | 434 | 1815 | 2249 | 325.5 | 5502 | 3604.5 | 0.71 | 3.4 | 23 | 6 | M13
|  | NL | 24 | 25 | 542.5 | 1366 | 1908.5 | 406.875 | 4142 | 2551.6964 | 0.18 | 1.8 | 15 | 3 | M31
|  | NL | 25 | 25 | 542.5 | 1728 | 2270.5 | 406.875 | 5237 | 3333.8393 | 0.49 | 1.8 | 17 | 3 | M23
|  |  | 26 | 25 | 542.5 | 1791 | 2333.5 | 406.875 | 5430 | 3471.6964 | 0.26 | 2.3 | 15 | 4 | M23
|  |  | 27 | 25 | 542.5 | 2019 | 2561.5 | 406.875 | 6122 | 3965.9821 | 1.01 | 2.3 | 22 | 4 | M17
|  | NL | 28 | 25 | 542.5 | 1561 | 2103.5 | 406.875 | 4731 | 2972.4107 | 0.17 | 2.8 | 15 | 5 | M23
|  | NL | 29 | 25 | 542.5 | 1789 | 2331.5 | 406.875 | 5425 | 3468.125 | 0.66 | 2.8 | 21 | 5 | M17
|  |  | 30 | 25 | 542.5 | 1799 | 2341.5 | 406.875 | 5453 | 3488.125 | 0.46 | 3.4 | 20 | 6 | M17
|  |  | 31 | 25 | 542.5 | 2226 | 2768.5 | 406.875 | 6748 | 4413.125 | 1.11 | 3.4 | 26 | 6 | M13
|  | NL | 32 | 30 | 651 | 1597 | 2248 | 488.25 | 4841 | 2969.6071 | 0.25 | 1.8 | 17 | 3 | M31
|  | NL | 33 | 30 | 651 | 1997 | 2648 | 488.25 | 6053 | 3835.3214 | 0.7 | 1.8 | 19 | 3 | M23
|  |  | 34 | 30 | 651 | 2088 | 2739 | 488.25 | 6329 | 4032.4643 | 0.37 | 2.3 | 16 | 4 | M23
|  | NL | 35 | 30 | 651 | 1853 | 2504 | 488.25 | 5619 | 3525.3214 | 0.24 | 2.8 | 15 | 5 | M23
|  | NL | 36 | 30 | 651 | 2148 | 2799 | 488.25 | 6512 | 4163.1786 | 0.95 | 2.8 | 24 | 5 | M17
|  |  | 37 | 30 | 651 | 1860 | 2511 | 488.25 | 5640 | 3540.3214 | 0.17 | 3.4 | 15 | 6 | M23
|  |  | 38 | 30 | 651 | 2119 | 2770 | 488.25 | 6423 | 4099.6071 | 0.66 | 3.4 | 22 | 6 | M17
|  | NL | 39 | 35 | 759.5 | 1814 | 2573.5 | 569.625 | 5500 | 3358.9464 | 0.34 | 1.8 | 19 | 3 | M31
|  | NL | 40 | 35 | 759.5 | 2256 | 3015.5 | 569.625 | 6840 | 4316.0893 | 0.95 | 1.8 | 21 | 3 | M23
|  |  | 41 | 35 | 759.5 | 1880 | 2639.5 | 569.625 | 5698 | 3500.375 | 0.19 | 2.3 | 16 | 4 | M31
|  |  | 42 | 35 | 759.5 | 2369 | 3128.5 | 569.625 | 7181 | 4559.6607 | 0.51 | 2.3 | 18 | 4 | M23 | 42
|  | NL | 43 | 35 | 759.5 | 2162 | 2921.5 | 569.625 | 6554 | 4111.8036 | 0.33 | 2.8 | 17 | 5 | M23
|  |  | 44 | 35 | 759.5 | 2135 | 2894.5 | 569.625 | 6473 | 4053.9464 | 0.23 | 3.4 | 16 | 6 | M23
|  |  | 45 | 35 | 759.5 | 2459 | 3218.5 | 569.625 | 7453 | 4753.9464 | 0.9 | 3.4 | 24 | 6 | M17
|  | NL | 46 | 40 | 868 | 2015 | 2883 | 651 | 6110 | 3713.2857 | 0.45 | 1.8 | 20 | 3 | M31
|  | NL | 47 | 40 | 868 | 2501 | 3369 | 651 | 7580 | 4763.2857 | 1.24 | 1.8 | 23 | 3 | M23
|  |  | 48 | 40 | 868 | 2105 | 2973 | 651 | 6383 | 3908.2857 | 0.24 | 2.3 | 18 | 4 | M31
|  |  | 49 | 40 | 868 | 2636 | 3504 | 651 | 7990 | 5056.1429 | 0.66 | 2.3 | 20 | 4 | M23 | 49
|  | NL | 50 | 40 | 868 | 1850 | 2718 | 651 | 5609 | 3355.4286 | 0.16 | 2.8 | 16 | 5 | M31
|  | NL | 51 | 40 | 868 | 2482 | 3350 | 651 | 7525 | 4724 | 0.43 | 2.8 | 18 | 5 | M23
|  |  | 52 | 40 | 868 | 2428 | 3296 | 651 | 7362 | 4607.5714 | 0.3 | 3.4 | 18 | 6 | M23 | 52
|  |  | 53 | 40 | 868 | 2819 | 3687 | 651 | 8546 | 5453.2857 | 1.18 | 3.4 | 26 | 6 | M17
|  | NL | 54 | 45 | 976.5 | 2217 | 3193.5 | 732.375 | 6721 | 4068.3393 | 0.57 | 1.8 | 22 | 3 | M31
|  |  | 55 | 45 | 976.5 | 2320 | 3296.5 | 732.375 | 7034 | 4291.9107 | 0.3 | 2.3 | 19 | 4 | M31 | 55
|  |  | 56 | 45 | 976.5 | 2888 | 3864.5 | 732.375 | 8755 | 5521.1964 | 0.84 | 2.3 | 21 | 4 | M23
|  | NL | 57 | 45 | 976.5 | 2081 | 3057.5 | 732.375 | 6309 | 3774.0536 | 0.2 | 2.8 | 18 | 5 | M31
|  | NL | 58 | 45 | 976.5 | 2771 | 3747.5 | 732.375 | 8401 | 5268.3393 | 0.54 | 2.8 | 20 | 5 | M23
|  |  | 59 | 45 | 976.5 | 2731 | 3707.5 | 732.375 | 8280 | 5181.9107 | 0.38 | 3.4 | 19 | 6 | M23 | 59
|  | NL | 60 | 50 | 1085 | 2407 | 3492 | 813.75 | 7297 | 4398.3929 | 0.7 | 1.8 | 23 | 3 | M31
|  |  | 61 | 50 | 1085 | 2527 | 3612 | 813.75 | 7661 | 4658.3929 | 0.37 | 2.3 | 20 | 4 | M31 | 61
|  |  | 62 | 50 | 1085 | 3130 | 4215 | 813.75 | 9487 | 5962.6786 | 1.03 | 2.3 | 23 | 4 | M23
|  | NL | 63 | 50 | 1085 | 2313 | 3398 | 813.75 | 7012 | 4194.8214 | 0.24 | 2.8 | 19 | 5 | M31
|  | NL | 64 | 50 | 1085 | 3014 | 4099 | 813.75 | 9138 | 5713.3929 | 0.66 | 2.8 | 21 | 5 | M23
|  |  | 65 | 50 | 1085 | 2282 | 3367 | 813.75 | 6919 | 4128.3929 | 0.18 | 3.4 | 18 | 6 | M31 | 65
|  |  | 66 | 50 | 1085 | 3048 | 4133 | 813.75 | 9239 | 5785.5357 | 0.47 | 3.4 | 20 | 6 | M23 | 66
|  | NL | 67 | 55 | 1193.5 | 2590 | 3783.5 | 895.125 | 7851 | 4712.7321 | 0.84 | 1.8 | 25 | 3 | M31
|  |  | 68 | 55 | 1193.5 | 2728 | 3921.5 | 895.125 | 8271 | 5012.7321 | 0.45 | 2.3 | 22 | 4 | M31 | 68
|  | NL | 69 | 55 | 1193.5 | 2553 | 3746.5 | 895.125 | 7739 | 4632.7321 | 0.29 | 2.8 | 20 | 5 | M31
|  | NL | 70 | 55 | 1193.5 | 3244 | 4437.5 | 895.125 | 9834 | 6129.1607 | 0.8 | 2.8 | 22 | 5 | M23
|  |  | 71 | 55 | 1193.5 | 2502 | 3695.5 | 895.125 | 7585 | 4522.7321 | 0.21 | 3.4 | 20 | 6 | M31 | 71
|  |  | 72 | 55 | 1193.5 | 3324 | 4517.5 | 895.125 | 10078 | 6303.4464 | 0.57 | 3.4 | 22 | 6 | M23 | 72
|  | NL | 73 | 60 | 1302 | 2767 | 4069 | 976.5 | 8387 | 5014.2143 | 1 | 1.8 | 26 | 3 | M31
|  |  | 74 | 60 | 1302 | 2919 | 4221 | 976.5 | 8849 | 5344.2143 | 0.54 | 2.3 | 23 | 4 | M31 | 74
|  | NL | 75 | 60 | 1302 | 2793 | 4095 | 976.5 | 8467 | 5071.3571 | 0.35 | 2.8 | 22 | 5 | M31
|  | NL | 76 | 60 | 1302 | 3466 | 4768 | 976.5 | 10507 | 6528.5 | 0.95 | 2.8 | 24 | 5 | M23
|  |  | 77 | 60 | 1302 | 2722 | 4024 | 976.5 | 8251 | 4917.0714 | 0.25 | 3.4 | 21 | 6 | M31 | 77
|  |  | 78 | 60 | 1302 | 3562 | 4864 | 976.5 | 10797 | 6735.6429 | 0.68 | 3.4 | 23 | 6 | M23 | 78
|  | NL | 79 | 65 | 1410.5 | 2937 | 4347.5 | 1057.875 | 8904 | 5302.125 | 1.18 | 1.8 | 27 | 3 | M31
|  |  | 80 | 65 | 1410.5 | 3107 | 4517.5 | 1057.875 | 9419 | 5669.9821 | 0.63 | 2.3 | 24 | 4 | M31 | 80
|  | NL | 81 | 65 | 1410.5 | 2983 | 4393.5 | 1057.875 | 9042 | 5400.6964 | 0.41 | 2.8 | 23 | 5 | M31
|  | NL | 82 | 65 | 1410.5 | 3674 | 5084.5 | 1057.875 | 11138 | 6897.8393 | 1.12 | 2.8 | 25 | 5 | M23
|  |  | 83 | 65 | 1410.5 | 2956 | 4366.5 | 1057.875 | 8962 | 5343.5536 | 0.29 | 3.4 | 22 | 6 | M31 | 83
|  |  | 84 | 65 | 1410.5 | 3787 | 5197.5 | 1057.875 | 11480 | 7142.125 | 0.8 | 3.4 | 24 | 6 | M23
|  |  | 85 | 70 | 1519 | 3287 | 4806 | 1139.25 | 9963 | 5977.1786 | 0.73 | 2.3 | 25 | 4 | M31
|  | NL | 86 | 70 | 1519 | 3165 | 4684 | 1139.25 | 9593 | 5712.8929 | 0.47 | 2.8 | 24 | 5 | M31
|  |  | 87 | 70 | 1519 | 3193 | 4712 | 1139.25 | 9681 | 5775.75 | 0.34 | 3.4 | 23 | 6 | M31 | 87
|  |  | 88 | 70 | 1519 | 4004 | 5523 | 1139.25 | 12137 | 7530.0357 | 0.92 | 3.4 | 25 | 6 | M23
|  |  | 89 | 75 | 1627.5 | 3462 | 5089.5 | 1220.625 | 10494 | 6275.0893 | 0.83 | 2.3 | 26 | 4 | M31
|  | NL | 90 | 75 | 1627.5 | 3339 | 4966.5 | 1220.625 | 10121 | 6008.6607 | 0.54 | 2.8 | 24 | 5 | M31
|  |  | 91 | 75 | 1627.5 | 3420 | 5047.5 | 1220.625 | 10366 | 6183.6607 | 0.38 | 3.4 | 23 | 6 | M31 | 91
|  |  | 92 | 75 | 1627.5 | 4210 | 5837.5 | 1220.625 | 12763 | 7895.8036 | 1.05 | 3.4 | 26 | 6 | M23
|  |  | 93 | 80 | 1736 | 3630 | 5366 | 1302 | 11003 | 6557.2857 | 0.95 | 2.3 | 26 | 4 | M31
|  | NL | 94 | 80 | 1736 | 3509 | 5245 | 1302 | 10636 | 6295.1429 | 0.61 | 2.8 | 25 | 5 | M31
|  |  | 95 | 80 | 1736 | 3597 | 5333 | 1302 | 10905 | 6487.2857 | 0.43 | 3.4 | 24 | 6 | M31 | 95
|  |  | 96 | 80 | 1736 | 4412 | 6148 | 1302 | 13375 | 8251.5714 | 1.2 | 3.4 | 26 | 6 | M23
|  |  | 97 | 85 | 1844.5 | 3793 | 5637.5 | 1383.375 | 11498 | 6829.4821 | 1.07 | 2.3 | 27 | 4 | M31
|  | NL | 98 | 85 | 1844.5 | 3672 | 5516.5 | 1383.375 | 11132 | 6568.0536 | 0.69 | 2.8 | 26 | 5 | M31
|  |  | 99 | 85 | 1844.5 | 3775 | 5619.5 | 1383.375 | 11444 | 6790.9107 | 0.49 | 3.4 | 25 | 6 | M31 | 99
|  |  | 100 | 90 | 1953 | 3954 | 5907 | 1464.75 | 11986 | 7096.6786 | 1.19 | 2.3 | 28 | 4 | M31
|  | NL | 101 | 90 | 1953 | 3828 | 5781 | 1464.75 | 11605 | 6824.5357 | 0.77 | 2.8 | 27 | 5 | M31
|  |  | 102 | 90 | 1953 | 3945 | 5898 | 1464.75 | 11959 | 7077.3929 | 0.55 | 3.4 | 26 | 6 | M31 | 102
|  | NL | 103 | 95 | 2061.5 | 3982 | 6043.5 | 1546.125 | 12071 | 7076.0179 | 0.86 | 2.8 | 27 | 5 | M31
|  |  | 104 | 95 | 2061.5 | 4108 | 6169.5 | 1546.125 | 12451 | 7347.4464 | 0.61 | 3.4 | 26 | 6 | M31 | 104
|  | NL | 105 | 100 | 2170 | 4129 | 6299 | 1627.5 | 12517 | 7313.2143 | 0.95 | 2.8 | 28 | 5 | M31
|  |  | 106 | 100 | 2170 | 4270 | 6440 | 1627.5 | 12943 | 7617.5 | 0.67 | 3.4 | 27 | 6 | M31 | 106
|  | NL | 107 | 105 | 2278.5 | 4276 | 6554.5 | 1708.875 | 12963 | 7550.4107 | 1.05 | 2.8 | 29 | 5 | M31
|  |  | 108 | 105 | 2278.5 | 4423 | 6701.5 | 1708.875 | 13408 | 7868.2679 | 0.74 | 3.4 | 28 | 6 | M31
|  | NL | 109 | 110 | 2387 | 4419 | 6806 | 1790.25 | 13395 | 7777.6071 | 1.15 | 2.8 | 29 | 5 | M31
|  |  | 110 | 110 | 2387 | 4574 | 6961 | 1790.25 | 13867 | 8114.75 | 0.82 | 3.4 | 28 | 6 | M31
|  |  | 111 | 115 | 2495.5 | 4725 | 7220.5 | 1871.625 | 14322 | 8358.375 | 0.89 | 3.4 | 29 | 6 | M31
|  |  | 112 | 120 | 2604 | 4867 | 7471 | 1953 | 14753 | 8584.8571 | 0.97 | 3.4 | 29 | 6 | M31
|  |  | 113 | 125 | 2712.5 | 5009 | 7721.5 | 2034.375 | 15184 | 8811.3393 | 1.05 | 3.4 | 30 | 6 | M31
|  |  | 114 | 130 | 2821 | 5147 | 7968 | 2115.75 | 15601 | 9027.8214 | 1.13 | 3.4 | 30 | 6 | M31
|  |  | 115 | 135 | 2929.5 | 5278 | 8207.5 | 2197.125 | 15998 | 9230.0179 | 1.22 | 3.4 | 31 | 6 | M31
|  |  | 116 | 140 | 3038 | 5408 | 8446 | 2278.5 | 16395 | 9432.2143 | 1.32 | 3.4 | 31 | 6 | M31
[5 empty] | 0 |  | 0 | 0 |  | 0